{"text_format":"1","workbook":"xlsx","n_sheets":5,"sheets":["EFV Calculator","Pressure Drop","What's New","Data and Formulas","Shift Calculations"],"not_rendered":{"charts":9,"images":2,"macros":1,"external_links":0,"defined_names":11,"comments":2,"pivot_tables":0},"unopened":[],"bounds":{"document_bytes":16777216,"sheet_cells":100000,"rows_first":2000,"rows_last":500,"rows_between":2000,"halvings":0,"cell_chars":16384,"cell_head_chars":4096},"cells_cut":0,"cells_raw":0,"read":"whole","date_system":"1900"}

{"sheet":"EFV Calculator","index":0,"n_rows":29,"n_cols":20,"rows_kept":29,"cut":false,"hidden":false,"merged":[[2,19,3,19],[15,0,15,3],[16,0,16,3],[1,0,4,2],[27,0,27,3],[20,0,20,3],[19,0,19,3],[2,17,3,17],[2,18,3,18],[21,0,21,3],[12,0,12,3],[13,0,13,3],[14,0,14,3],[26,1,26,3],[25,1,25,3],[0,0,0,2],[6,0,6,3],[8,0,8,3],[10,0,10,3],[18,0,18,3]]}
["Analysis Notes:"]
["Type Notes Here"]
[null,null,null,null,null,null,null,null,null,null,null,null,null,null,null,null,null,"Min.Trip SCFH","Max.Trip SCFH","Protected EQ FT"]
[null,null,null,null,null,null,null,null,null,null,null,null,null,null,null,null,"P"]
[null,null,null,null,null,null,null,null,null,null,null,null,null,null,null,null,5,{"$f":"VLOOKUP(Q5,'Data and Formulas'!$K$20:$Q$145,4)","v":424.18560336085727},{"$f":"VLOOKUP(Q5,'Data and Formulas'!$K$20:$Q$145,5)","v":636.27840504128585},{"$f":"VLOOKUP(Q5,'Data and Formulas'!$K$20:$Q$145,7)","v":3819.1427875327327}]
[null,null,null,null,null,null,null,null,null,null,null,null,null,null,null,null,null,{"$f":"VLOOKUP(Q6,'Data and Formulas'!$K$20:$Q$145,4)","v":366.3902975608201},{"$f":"VLOOKUP(Q6,'Data and Formulas'!$K$20:$Q$145,5)","v":549.58544634123018},{"$f":"VLOOKUP(Q6,'Data and Formulas'!$K$20:$Q$145,7)","v":0}]
["Minimum EFV Inlet Pressure (psig):",null,null,null,10,null,null,null,null,null,null,null,null,null,null,null,10,{"$f":"VLOOKUP(Q7,'Data and Formulas'!$K$20:$Q$145,4)","v":475.000002158445},{"$f":"VLOOKUP(Q7,'Data and Formulas'!$K$20:$Q$145,5)","v":712.50000323766744},{"$f":"VLOOKUP(Q7,'Data and Formulas'!$K$20:$Q$145,7)","v":7878.283218174467}]
[null,null,null,null,null,null,null,null,null,null,null,null,null,null,null,null,null,{"$f":"VLOOKUP(Q8,'Data and Formulas'!$K$20:$Q$145,4)","v":366.3902975608201},{"$f":"VLOOKUP(Q8,'Data and Formulas'!$K$20:$Q$145,5)","v":549.58544634123018},{"$f":"VLOOKUP(Q8,'Data and Formulas'!$K$20:$Q$145,7)","v":0}]
["Gas Specific Gravity:",null,null,null,0.6,null,null,null,null,null,null,null,null,null,null,null,15,{"$f":"VLOOKUP(Q9,'Data and Formulas'!$K$20:$Q$145,4)","v":520.88057940609656},{"$f":"VLOOKUP(Q9,'Data and Formulas'!$K$20:$Q$145,5)","v":781.32086910914484},{"$f":"VLOOKUP(Q9,'Data and Formulas'!$K$20:$Q$145,7)","v":11652.61476337032}]
[null,null,null,null,null,null,null,null,null,null,null,null,null,null,null,null,null,{"$f":"VLOOKUP(Q10,'Data and Formulas'!$K$20:$Q$145,4)","v":366.3902975608201},{"$f":"VLOOKUP(Q10,'Data and Formulas'!$K$20:$Q$145,5)","v":549.58544634123018},{"$f":"VLOOKUP(Q10,'Data and Formulas'!$K$20:$Q$145,7)","v":0}]
["Gas Temperature (°F):",null,null,null,60,null,null,null,null,null,null,null,null,null,null,null,20,{"$f":"VLOOKUP(Q11,'Data and Formulas'!$K$20:$Q$145,4)","v":563.03477153221991},{"$f":"VLOOKUP(Q11,'Data and Formulas'!$K$20:$Q$145,5)","v":844.5521572983298},{"$f":"VLOOKUP(Q11,'Data and Formulas'!$K$20:$Q$145,7)","v":15279.045491339148}]
[null,null,null,null,null,null,null,null,null,null,null,null,null,null,null,null,null,{"$f":"VLOOKUP(Q12,'Data and Formulas'!$K$20:$Q$145,4)","v":366.3902975608201},{"$f":"VLOOKUP(Q12,'Data and Formulas'!$K$20:$Q$145,5)","v":549.58544634123018},{"$f":"VLOOKUP(Q12,'Data and Formulas'!$K$20:$Q$145,7)","v":0}]
["Min Trip Flow (SCFH):",null,null,null,{"$f":"'Data and Formulas'!AE4","v":475.000002158445},null,null,null,null,null,null,null,null,null,null,null,30,{"$f":"VLOOKUP(Q13,'Data and Formulas'!$K$20:$Q$145,4)","v":639.05501004072846},{"$f":"VLOOKUP(Q13,'Data and Formulas'!$K$20:$Q$145,5)","v":958.58251506109264},{"$f":"VLOOKUP(Q13,'Data and Formulas'!$K$20:$Q$145,7)","v":22325.380988118082}]
["Max Trip Flow (SCFH):",null,null,null,{"$f":"'Data and Formulas'!AE5","v":712.50000323766744},null,null,null,null,null,null,null,null,null,null,null,40,{"$f":"VLOOKUP(Q14,'Data and Formulas'!$K$20:$Q$145,4)","v":706.9472807515225},{"$f":"VLOOKUP(Q14,'Data and Formulas'!$K$20:$Q$145,5)","v":1060.4209211272837},{"$f":"VLOOKUP(Q14,'Data and Formulas'!$K$20:$Q$145,7)","v":29268.3629773221}]
["Cushion between Min Trip Flow and Load:",null,null,null,0.1,null,null,null,null,null,null,null,null,null,null,null,50,{"$f":"VLOOKUP(Q15,'Data and Formulas'!$K$20:$Q$145,4)","v":768.86774523697397},{"$f":"VLOOKUP(Q15,'Data and Formulas'!$K$20:$Q$145,5)","v":1153.301617855461},{"$f":"VLOOKUP(Q15,'Data and Formulas'!$K$20:$Q$145,7)","v":36196.466326914095}]
["Max Anticipated Load (SCFH):",null,null,null,{"$f":"E13/(1+E15)","v":431.81818378040452},null,null,null,null,null,null,null,null,null,null,null,60,{"$f":"VLOOKUP(Q16,'Data and Formulas'!$K$20:$Q$145,4)","v":826.16025174877836},{"$f":"VLOOKUP(Q16,'Data and Formulas'!$K$20:$Q$145,5)","v":1239.2403776231677},{"$f":"VLOOKUP(Q16,'Data and Formulas'!$K$20:$Q$145,7)","v":43145.95596343714}]
["Max. Equiv. Service Line Protected (FT):",null,null,null,{"$f":"'Data and Formulas'!AE9","v":7878.283218174467},null,null,null,null,null,null,null,null,null,null,null,70,{"$f":"VLOOKUP(Q17,'Data and Formulas'!$K$20:$Q$145,4)","v":879.72945470378625},{"$f":"VLOOKUP(Q17,'Data and Formulas'!$K$20:$Q$145,5)","v":1319.5941820556793},{"$f":"VLOOKUP(Q17,'Data and Formulas'!$K$20:$Q$145,7)","v":50132.715284835947}]
[null,null,null,null,null,null,null,null,null,null,null,null,null,null,null,null,80,{"$f":"VLOOKUP(Q18,'Data and Formulas'!$K$20:$Q$145,4)","v":930.21882660868437},{"$f":"VLOOKUP(Q18,'Data and Formulas'!$K$20:$Q$145,5)","v":1395.3282399130267},{"$f":"VLOOKUP(Q18,'Data and Formulas'!$K$20:$Q$145,7)","v":57163.641356176995}]
["Desired Load:",null,null,null,390,null,null,null,null,null,null,null,null,null,null,null,90,{"$f":"VLOOKUP(Q19,'Data and Formulas'!$K$20:$Q$145,4)","v":978.1054223758573},{"$f":"VLOOKUP(Q19,'Data and Formulas'!$K$20:$Q$145,5)","v":1467.1581335637859},{"$f":"VLOOKUP(Q19,'Data and Formulas'!$K$20:$Q$145,7)","v":64241.34614610381}]
["Cushion between Min Trip Flow and DesiredLoad:",null,null,null,{"$f":"IF(E13>E19,E13/E19-1,(E19/E13-1)*-1)","v":0.21794872348319227},null,null,null,null,null,null,null,null,null,null,null,100,{"$f":"VLOOKUP(Q20,'Data and Formulas'!$K$20:$Q$145,4)","v":1023.7545453793455},{"$f":"VLOOKUP(Q20,'Data and Formulas'!$K$20:$Q$145,5)","v":1535.6318180690182},{"$f":"VLOOKUP(Q20,'Data and Formulas'!$K$20:$Q$145,7)","v":71366.298617969835}]
["Desired Min Pressure at Regulator (psig):",null,null,null,2.5,null,null,null,null,null,null,null,null,null,null,null,125,{"$f":"VLOOKUP(Q21,'Data and Formulas'!$K$20:$Q$145,4)","v":1129.8368240345201},{"$f":"VLOOKUP(Q21,'Data and Formulas'!$K$20:$Q$145,5)","v":1694.7552360517802},{"$f":"VLOOKUP(Q21,'Data and Formulas'!$K$20:$Q$145,7)","v":89379.998372974529}]
["Estimated Max Equiv. Service Line Length (FT):",null,null,null,{"$f":"'Data and Formulas'!I14","v":18319.561585127347}]
[]
[]
[]
[null,"System Pressure (psig):",null,null,10]
[null,"Service Line Length (FT):",null,null,100]
[{"$f":"\"Reset Time at \"&'Data and Formulas'!N5*100&\"% Max Allowed Bypass:\"","v":"Reset Time at 45% Max Allowed Bypass:"},null,null,null,{"$f":"'Data and Formulas'!AF11","v":3.3680555555555551E-3}]
["Reset Time at",0.2,"Max Allowed Bypass:",{"$f":"'Data and Formulas'!AG12","v":""},{"$f":"'Data and Formulas'!AF12","v":7.5694444444444446E-3}]

{"sheet":"Pressure Drop","index":1,"n_rows":21,"n_cols":6,"rows_kept":21,"cut":false,"hidden":false,"merged":[[2,5,8,7],[0,1,1,2],[11,1,11,2],[13,2,13,3],[1,5,1,7],[3,1,3,2],[9,1,9,2],[5,1,5,2]]}
[null,"EFV Series: "]
[null,null,null,null,null,"Analysis Notes:"]
[null,null,null,null,null,"Type Analysis Notes Here"]
[null,"Desired Flow Rate (SCFH):",null,400]
[]
[null,"EFV Min Trip Flow Rate (SCFH):",null,{"$f":"'Data and Formulas'!AL11","v":474.80757760035283}]
[]
[null,null,"Inlet Pressure (psig):",10]
[]
[null,"Gas Specific Gravity:",null,0.6]
[]
[null,"Gas Temperature (°F):",null,60]
[]
[null,null,"EFV Pressure Drop"]
[null,null,"at Desired Flow Rate (IWC):",{"$f":"'Data and Formulas'!AP11","v":7.2937391894610233}]
[]
[null,null,"at Desired Flow Rate (psi):",{"$f":"'Data and Formulas'!AP12","v":0.26350304546950171}]
[]
[null,null,"at EFV Min Trip Flow Rate (IWC):",{"$f":"'Data and Formulas'!AP13","v":10.276980436409541}]
[]
[null,null,"at EFV Min Trip Flow Rate (psi):",{"$f":"'Data and Formulas'!AP14","v":0.37127947310445492}]

{"sheet":"What's New","index":2,"n_rows":0,"n_cols":0,"rows_kept":0,"cut":false,"hidden":false,"merged":[]}

{"sheet":"Data and Formulas","index":3,"n_rows":145,"n_cols":42,"rows_kept":145,"cut":false,"hidden":true,"merged":[[16,36,17,36],[16,35,17,35],[8,35,9,41],[10,39,10,40],[11,39,11,40],[6,39,6,40],[12,39,12,40],[13,39,13,40],[0,33,144,33],[5,35,5,36],[6,35,6,36],[15,35,15,37],[10,35,10,36],[11,35,11,36],[16,37,17,37],[5,39,5,40],[0,39,0,41],[3,39,3,41],[4,39,4,40],[0,35,0,37],[1,35,1,36],[2,35,2,36],[3,35,3,36],[4,35,4,37],[0,27,0,31],[1,27,1,31],[7,27,7,31],[9,27,9,31],[2,27,2,28],[5,27,6,28],[8,27,8,28],[3,30,3,31],[4,30,4,31],[8,30,8,31],[3,27,3,28],[4,27,4,28],[16,11,16,14],[16,15,16,16],[17,13,18,13],[17,14,18,14],[17,12,18,12],[17,11,18,11],[17,4,18,4],[17,3,18,3],[17,0,18,0],[17,1,18,1],[0,19,0,23],[1,19,1,23],[3,19,3,23],[4,19,4,23],[2,19,2,23],[9,11,9,12],[0,11,0,13],[0,15,0,16],[7,11,7,13],[8,11,8,12],[3,11,3,12],[5,11,5,13],[6,11,6,12],[4,11,4,12],[16,27,16,30],[11,27,11,28],[10,27,10,28],[17,22,18,22],[17,30,18,30],[17,27,18,27],[17,28,18,28],[17,29,18,29],[17,23,18,23],[17,24,18,24],[17,25,18,25],[16,19,16,25],[10,4,10,7],[12,4,12,7],[16,17,18,17],[16,10,18,10],[57,5,57,6],[63,5,63,6],[60,5,60,6],[17,21,18,21],[17,19,18,19],[17,20,18,20],[10,11,10,12],[56,5,56,6],[17,16,18,16],[16,0,16,8],[54,0,55,0],[54,4,55,4],[54,3,55,3],[54,2,55,2],[54,1,55,1],[54,5,55,6],[17,6,17,8],[17,5,18,5],[52,0,53,6],[17,15,18,15],[58,5,58,6],[67,5,67,6],[62,5,62,6],[64,5,64,6],[65,5,65,6],[66,5,66,6],[59,5,59,6],[61,5,61,6],[17,2,18,2],[0,4,0,8],[11,4,11,7],[13,0,13,1],[14,0,14,1],[1,4,1,7],[2,4,2,7],[4,4,4,7],[6,4,6,7],[7,4,7,7],[8,4,8,7],[0,0,0,2],[1,0,1,1],[2,0,2,1],[3,0,3,1],[4,0,4,2],[8,0,8,2],[3,4,3,7],[5,4,5,7],[7,0,7,1],[11,0,11,1],[9,0,9,1],[10,0,10,1],[5,0,5,1],[6,0,6,1]]}
["EFV Calculator Data",null,null,null,"Calculations & Constants",null,null,null,null,null,null,"Lookup Values",null,null,null,"Reset Curve Coeff.",null,null,null,"Graph Labels",null,null,null,null,null,null,null,"Graph and Output Data",null,null,null,null,null,"Pressure Drop Chart",null,"Pressure Drop Data",null,null,null,"Lookup Values"]
["Selected EFV Size",null,8,null,"N7 - Numeric Constant",null,null,null,1360,null,null,"Flow Coefficient - Cv",null,{"$f":"VLOOKUP($C$2,$A$20:$E$53,3)","v":2.0358904421831787},null,"A=",-0.19,null,null,{"$f":"\"Anticipated Load w/ \"&'EFV Calculator'!E15*100&\"% Margin\"","v":"Anticipated Load w/ 10% Margin"},null,null,null,null,null,null,null,"Trip Curve Graph",null,null,null,null,null,null,null,"Selected EFV Size",null,8,null,"Flow Coefficient - Cv",null,{"$f":"VLOOKUP($AL$2,$A$20:$I$53,3,FALSE)","v":2.0358904421831787}]
["Selected Pipe Size",null,7,null,"Temp °R Upstream",null,null,null,{"$f":"459.67+C8","v":519.67000000000007},null,null,"Pressure Drop - DP",null,{"$f":"VLOOKUP($C$2,$A$20:$E$53,4)","v":10.295589165109771},null,"B=",0.1028,null,null,null,null,null,null,null,null,null,null,null,null,"P","Pt #1","Pt #2",null,null,null,"Selected Flowrate",null,{"$f":"'Pressure Drop'!D4","v":400},null,"Pressure Drop - DP (IWC)",null,{"$f":"VLOOKUP($AL$2,$A$20:$I$53,4,FALSE)","v":10.295589165109771}]
["Adjusted Pipe Size",null,{"$f":"IF($C$2<=4,1,$C$3)","v":7},null,null,null,null,null,null,null,null,"Max Limit - (% of Min)",null,{"$f":"VLOOKUP($C$2,$A$20:$I$53,5)","v":0.5},null,"C=",-5.8999999999999999E-3,null,null,{"$f":"AD11*100&\"% Bypass Flow\"","v":"45% Bypass Flow"},null,null,null,null,null,null,null,"Min Trip Flow @ P",null,{"$f":"$C$6","v":10},{"$f":"VLOOKUP(AD4,$K$20:$O$145,4)","v":475.000002158445},null,null,null,null,"Target Pressure",null,{"$f":"'Pressure Drop'!D8","v":10}]
[null,null,null,null,"Open to Atmosphere Pressure",null,null,null,0,null,null,"Bypass Rate",null,{"$f":"VLOOKUP($C$2,$A$20:$I$53,6)","v":0.45},null,"D=",1.56E-4,null,null,{"$f":"AD12*100&\"% Bypass Flow\"","v":"20% Bypass Flow"},null,null,null,null,null,null,null,"Max Trip Flow @ P",null,{"$f":"$C$6","v":10},{"$f":"VLOOKUP(AD5,$K$20:$O$145,5)","v":712.50000323766744},null,null,null,null,null,null,null,null,"Shift Coefficient A",null,{"$f":"VLOOKUP($AL$2,$A$20:$I$53,7,FALSE)","v":0}]
["Min System Pressure",null,{"$f":"'EFV Calculator'!$E$7","v":10},null,null,null,null,null,null,null,null,null,null,null,null,"E=",-3.9999999999999998E-7,null,null,null,null,null,null,null,null,null,null,"Max Anticipated \nLoad",null,{"$f":"MIN($K$20:$K$145)","v":0},{"$f":"'EFV Calculator'!E16","v":431.81818378040452},{"$f":"'EFV Calculator'!$E$19","v":390},null,null,null,"Specific Gravity",null,{"$f":"'Pressure Drop'!D10","v":0.6},null,"Shift Coefficient B",null,{"$f":"VLOOKUP($AL$2,$A$20:$I$53,8,FALSE)","v":0}]
["Specific Gravity",null,{"$f":"'EFV Calculator'!$E$9","v":0.6},null,"Conversion ft3 to dry gal",null,null,null,6.4279999999999999,null,null,"Pipe Inside Diameter",null,{"$f":"VLOOKUP($C$4,$A$57:$E$83,5)","v":1.0609999999999999},null,null,null,null,null,null,null,null,null,null,null,null,null,null,null,{"$f":"MAX($K$20:$K$145)","v":125},{"$f":"AE6","v":431.81818378040452},{"$f":"AF6","v":390},null,null,null,"Gas Temperature (°F)",null,{"$f":"'Pressure Drop'!D12","v":60},null,"Shift Coefficient C",null,{"$f":"VLOOKUP($AL$2,$A$20:$I$53,9,FALSE)","v":0}]
["Gas Temperature (°F)",null,{"$f":"'EFV Calculator'!$E$11","v":60},null,"Volume added for the Nipple",null,null,null,15.5,null,null,null,null,null,null,null,null,null,null,null,null,null,null,null,null,null,null,"Equivalent Service Length Curve Graph"]
[null,null,null,null,"Volume of Pipe (Dry Gallon)",null,null,null,{"$f":"((N7/2)^2*PI()*C11*12+(I8))*0.003720203","v":4.0046759379389556},null,null,"Shift Coefficient A",null,{"$f":"VLOOKUP($C$2,$A$20:$I$53,7)","v":0},null,null,null,null,null,null,null,null,null,null,null,null,null,"Equiv. Length @ Inlet Pressure",null,{"$f":"$C$6","v":10},{"$f":"VLOOKUP(AD9,$K$20:$Q$145,7)","v":7878.283218174467},null,null,null,null,"Calculations"]
["System Pressure",null,{"$f":"'EFV Calculator'!E26","v":10},null,null,null,null,null,null,null,null,"Shift Coefficient B",null,{"$f":"VLOOKUP($C$2,$A$20:$I$53,8)","v":0},null,null,null,null,null,null,null,null,null,null,null,null,null,"EFV Reset Time Chart"]
["Service Line Length",null,{"$f":"'EFV Calculator'!E27","v":100},null,"Calculated Minimum Pressure @ max trip",null,null,null,{"$f":"(1/1849600*(459.67+$C$8)*$C$7*($AE$5^2/($N$2^2*($C$6+14.696))))","v":0.8360560571396527},null,null,"Shift Coefficient C",null,{"$f":"VLOOKUP($C$2,$A$20:$I$53,9)","v":0},null,null,null,null,null,null,null,null,null,null,null,null,null,"Target Reset Point",null,{"$f":"N5","v":0.45},{"$f":"VLOOKUP(AD11,$W$20:$Z$39,3,FALSE)","v":4.8512445495381709},{"$f":"VLOOKUP(AD11,$W$20:$Z$39,4,FALSE)","v":3.3680555555555551E-3},null,null,null,"Min EFV Trip Flow",null,{"$f":"($I$2*$AP$2*(14.67+AL4)*((($AP$3*0.0361)/(14.67+AL4))/($AL$6*(459.67+$AL$7)))^0.5)+($AP$5*AL4^2+$AP$6*AL4+$AP$7)","v":474.80757760035283},null,"DP (IWC)",null,{"$f":"AP12/0.036127292","v":7.2937391894610233}]
["Estimated Bypass",null,{"$f":"'EFV Calculator'!B29","v":0.2},null,"Calculated Minimum Pressure @ desired load",null,null,null,{"$f":"C6-(1/1849600*(459.67+$C$8)*$C$7*(C14^2/($N$2^2*(C6+14.696))))","v":9.7495074174005545},null,null,null,null,null,null,null,null,null,null,null,null,null,null,null,null,null,null,"User Reset Point",null,{"$f":"C12","v":0.2},{"$f":"VLOOKUP(AD12,$W$20:$Y$39,3,FALSE)","v":10.915300236460885},{"$f":"VLOOKUP(AD12,$W$20:$Z$39,4,FALSE)","v":7.5694444444444446E-3},{"$f":"IF(AE12>1440,TRUNC(AE12/1440)&\" Day(s)\",\"\")","v":""},null,null,"Flowrate Step Size",null,{"$f":"AL11/125","v":3.7984606208028224},null,"DP (psi)",null,{"$f":"1/1849600*(459.67+$AL$7)*$AL$6*($AL3^2/($AP$2^2*($AL$4+14.696)))","v":0.26350304546950171}]
[null,null,null,null,"Calc Max Pressure at Regulator @ desired load",null,null,null,{"$f":"(C6-(1/1849600*(459.67+$C$8)*$C$7*(C14^2/($N$2^2*(C6+14.696)))))-0.5","v":9.2495074174005545},null,null,null,null,null,null,null,null,null,null,null,null,null,null,null,null,null,null,null,null,null,null,null,null,null,null,null,null,null,null,"DP (IWC) Actual",null,{"$f":"AP14/0.036127292","v":10.276980436409541}]
["Desired Load:",null,{"$f":"'EFV Calculator'!E19","v":390},null,"Estimated Equiv. Service Line Length (FT):",null,null,null,{"$f":"IF(I13<=0,0, (( (( (I13+14.69)^2-(($C$15)+14.69)^2 )-(0*0.0361) )/ ($C$8+459.67) ) / ( (C14/1000) / ( ( $N$7^(8/3) / ($C$7^(4/9) * (0.0105/1488.2)^(1/9) ) ) * ( 0.6643 * (60+459.67) / 14.69) ) ) ^ (9/5)))","v":18319.561585127347},null,null,null,null,null,null,null,null,null,null,null,null,null,null,null,null,null,null,null,null,null,null,null,null,null,null,null,null,null,null,"DP (psi) Actual",null,{"$f":"1/1849600*(459.67+$AL$7)*$AL$6*($AL11^2/($AP$2^2*($AL$4+14.696)))","v":0.37127947310445492}]
["Desired Pressure at Regulator (psig):",null,{"$f":"'EFV Calculator'!E21","v":2.5}]
[null,null,null,null,null,null,null,null,null,null,null,null,null,null,null,null,null,null,null,null,null,null,null,null,null,null,null,null,null,null,null,null,null,null,null,"Pressure Drop Chart"]
["EFV Size Data Table",null,null,null,null,null,null,null,null,null,"P","Trip Flow Calculations",null,null,null,"Equiv. Ft of Pipe",null,"Graph\nIndex",null,"Reset Time Calculations",null,null,null,null,null,null,null,"Data Being Graphed",null,null,null,null,null,null,null,"Flowrate\n(SCFH)","DP \n(psi)","DP \n(IWC)",null,null,null,{"$f":"(1/1849600*(459.67+$AL$7)*$AL$6*(($AL$11*1.5)^2/($AP$2^2*($AL$4+14.696))))","v":0.83537881448502338}]
["#","EFV Size","Cv","DP \n(IWC)","Max Limit %","Bypass Rate ","Shift Coefficients",null,null,null,null,"x","Shift \nCurve","Min Trip Flow","Max Trip Flow","P (adj for EFV DP)","Equiv. Length (ft) (IGT)",null,null,"Intercept","Slope","Bypass CFH@10","% Max Bypass","Bypass \nCFH @ P","Time to Reset","Reset (H:MM:SS)",null,"P","Min Trip","Max Trip","Eq Ft Service"]
[null,null,null,null,null,null,"a","b","c",null,null,null,null,null,null,null,null,null,null,null,null,null,null,null,null,null,null,null,null,null,null,null,null,null,null,0,{"$f":"1/1849600*(459.67+$AL$7)*$AL$6*($AJ19^2/($AP$2^2*($AL$4+14.696)))","v":0},{"$f":"AK19/0.036127292","v":0}]
[1,"EFV II Series 375",1.6380587476388622,9.9123443486936562,0.4667,{"$f":"9/20","v":0.45},null,null,null,null,0,{"$f":"($N$3*0.0361)/(14.69+K20)","v":2.5300937294789841E-2},{"$f":"$N$9*K20^2+$N$10*K20+$N$11","v":0},{"$f":"($I$2*$N$2*(14.69+K20)*(L20/($C$7*$I$3))^0.5)+M20","v":366.3902975608201},{"$f":"N20*(1+$N$4)","v":549.58544634123018},0,0,1,null,{"$f":"V20-U20*10","v":13.099999999999998},{"$f":"$Q$2+$Q$3*V20+$Q$4*V20^2+$Q$5*V20^3+$Q$6*V20^4","v":0.69000000000000017},20,{"$f":"V20/20","v":1},{"$f":"T20+($C$10*U20)","v":20},{"$f":"($I$9*(((406.9+(($C$10)/0.036127292))/406.9)-1)/($I$7*(X20/60))*((459.67+60)/(459.67+$C$8)))*(1/SQRT($C$7))*1.33","v":2.1830600472921775},{"$f":"TIME(0,Y20,((Y20-TRUNC(Y20))*60))","v":1.5046296296296294E-3},null,{"$f":"VLOOKUP(0.005,$P$20:$R$145,3)","v":1},{"$f":"VLOOKUP($AB20,$K$20:$Q$145,4)","v":378.65573458893761},{"$f":"VLOOKUP($AB20,$K$20:$Q$145,5)","v":567.98360188340644},{"$f":"VLOOKUP($AB20,$K$20:$Q$145,7)","v":162.58310143480526},null,null,null,null,{"$f":"AJ19+$AL$12","v":3.7984606208028224},2.3761886278685107E-5,{"$f":"AK20/0.036127292","v":6.5772674793021047E-4}]
[2,"EFV II Series 400",1.6380587476388622,11.278045125649015,0.375,0.45,null,null,null,null,1,{"$f":"($N$3*0.0361)/(14.69+K21)","v":2.3688385523292717E-2},{"$f":"$N$9*K21^2+$N$10*K21+$N$11","v":0},378.65573458893761,567.98360188340644,{"$f":"K21-(1/1849600*(459.67+$C$8)*$C$7*(O21^2/($N$2^2*(K21+14.696))))","v":0.16406044102341411},{"$f":"IF(P21<=0,0, (( (( (P21+14.69)^2-(($I$5)+14.69)^2 )-(0*0.0361) )/ ($C$8+459.67) ) / ( (O21/1000) / ( ( $N$7^(8/3) / ($C$7^(4/9) * (0.0105/1488.2)^(1/9) ) ) * ( 0.6643 * (60+459.67) / 14.69) ) ) ^ (9/5)))","v":162.58310143480526},2,null,12.488244,0.65117559999999997,19,0.95,19,2.2979579445180809,{"$f":"TIME(0,Y21,((Y21-TRUNC(Y21))*60))","v":1.5856481481481479E-3},null,{"$f":"AB20+1","v":2},390.53614496928395,585.80421745392596,1128.0963076283383,null,null,null,null,7.5969212416056449,9.5047545114740429E-5,2.6309069917208419E-3]
[3,"EFV II Series 450",1.6380587476388622,14.273775862149531,0.222,0.45,null,null,null,null,2,{"$f":"($N$3*0.0361)/(14.69+K22)","v":2.2269069434419579E-2},0,390.53614496928395,585.80421745392596,1.1640412944637921,1128.0963076283383,3,null,11.833983999999999,0.61660160000000008,18,0.9,18,2.4256222747690854,1.6782407407407406E-3,null,{"$f":"AB21+1","v":3},402.06566095334631,603.09849143001952,2055.3518585917614,null,null,null,null,11.395381862408467,2.1385697650816598E-4,5.9195407313718945E-3]
[4,"EFV II Series 775",1.6380587476388622,42.336724084956103,0.5,0.45,null,null,null,null,3,2.1010218703248321E-2,0,402.06566095334631,603.09849143001952,2.1640243118462603,2055.3518585917614,4,null,11.144804000000001,0.58551960000000003,17,0.85,17,2.5683059379907967,1.7824074074074072E-3,null,4,413.27365135976527,619.91047703964796,2950.6820014781451,null,null,null,null,15.19384248321129,3.8019018045896172E-4,1.0523627966883367E-2]
[5,"EFV I Series 350",1.5437117780700984,9.7224662719197052,0.5,0.45,null,null,null,null,4,1.9886076450533054E-2,0,413.27365135976527,619.91047703964796,3.1640091459400614,2950.6820014781451,5,null,10.428383999999998,0.55716160000000015,16,0.8,16,2.7288250591152212,1.8865740740740742E-3,null,5,424.18560336085727,636.27840504128585,3819.1427875327327,null,null,null,null,18.992303104014113,5.9404715696712777E-4,1.6443168698255264E-2]
[6,"EFV I Series 350 (1 IPS)",1.50488789967345,12.379011049397151,0.5,0.45,null,null,null,null,5,1.8876118276305882E-2,0,424.18560336085727,636.27840504128585,4.1639955200324605,3819.1427875327327,6,null,9.692499999999999,0.53075000000000017,15,0.75,15,2.9107467297229026,2.0138888888888888E-3,null,6,434.82380487847735,652.23570731771599,4664.818913510022,null,null,null,null,22.790763724816934,8.554279060326639E-4,2.3678162925487578E-2]
[7,"EFV I Series 450 (1 IPS)",1.9030743037924185,10.575144954231263,0.25,0.45,null,null,null,null,6,1.7963787765126284E-2,0,434.82380487847735,652.23570731771599,5.1639832108921198,4664.818913510022,7,null,8.9450239999999983,0.50549760000000021,14,0.7,14,3.1186572104173957,2.1643518518518518E-3,null,7,445.20788007331788,667.81182010997679,5491.045177797153,null,null,null,null,26.589224345619755,1.1643324276555702E-3,3.2228610648580312E-2]
[8,"EFV I Series 475",2.0358904421831787,10.295589165109771,0.5,0.45,null,null,null,null,7,1.7135581782409533E-2,0,445.20788007331788,667.81182010997679,6.1639720364439192,5491.045177797153,8,null,8.1939239999999991,0.48060760000000008,13,0.65,13,3.3585539189110416,2.3263888888888887E-3,null,8,455.35521482657845,683.03282223986764,6300.5700160221304,null,null,null,null,30.387684966422576,1.5207607218358466E-3,4.2094511867533463E-2]
[9,"EFV I Series 475 (1 IPS)",1.9030743037924185,14.393947298814744,0.5,0.45,null,null,null,null,8,1.6380377649205059E-2,0,455.35521482657845,683.03282223986764,7.163961846702116,6300.5700160221304,9,null,7.4472639999999997,0.45527360000000006,12,0.6,12,3.6384334121536277,2.5231481481481481E-3,null,9,465.28129863571894,697.92194795357841,7095.6780593420262,null,null,null,null,34.186145587225397,1.9247127885734933E-3,5.3275866582347037E-2]
[10,"EFV I Series 775",2.3252245739896118,21.010983838540518,0.5,0.45,null,null,null,null,9,1.5688930724375803E-2,0,465.28129863571894,697.92194795357841,8.1639525169992897,7095.6780593420262,10,null,6.7132039999999993,0.42867960000000011,11,0.55000000000000004,11,3.9692000859857766,2.7546296296296294E-3,null,10,475.000002158445,712.50000323766744,7878.283218174467,null,null,null,null,37.984606208028218,2.3761886278685102E-3,6.5772674793021027E-2]
[11,"EFV I Series 775 (1 IPS)",2.4133161766517004,23.739773626254628,0.5,0.45,null,null,null,null,10,1.5053494081023199E-2,{"$f":"$N$9*K30^2+$N$10*K30+$N$11","v":0},475.000002158445,712.50000323766744,9.1639439428603477,{"$f":"IF(P30<=0,0, (( (( (P30+14.69)^2-(($I$5)+14.69)^2 )-(0*0.0361) )/ ($C$8+459.67) ) / ( (O30/1000) / ( ( $N$7^(8/3) / ($C$7^(4/9) * (0.0105/1488.2)^(1/9) ) ) * ( 0.6643 * (60+459.67) / 14.69) ) ) ^ (9/5)))","v":7878.283218174467},11,null,5.9999999999999982,0.40000000000000013,10,0.5,10,4.366120094584355,3.0208333333333333E-3,null,11,484.52380461738341,726.78570692607514,8650.0002442235418,null,null,null,null,41.783066828831039,2.8751882397208971E-3,7.9584936499555434E-2]
[12,"EFV I Series 1100",2.6966756596976014,31.470289048575758,0.32,0.45,null,null,null,null,11,1.4467527008970913E-2,0,484.52380461738341,726.78570692607514,10.163936036073439,8650.0002442235418,12,null,5.3160039999999995,0.36839960000000005,9,0.45,9,4.8512445495381709,3.3680555555555551E-3,null,12,493.86398171084102,740.79597256626153,9412.2003611074379,null,null,null,null,45.58152744963386,3.4217116241306547E-3,9.4712651701950284E-2]
[13,"EFV I Series 1200",2.6966756596976014,37.452244818131618,0.5,0.45,null,null,null,null,12,1.3925469046851359E-2,0,493.86398171084102,740.79597256626153,11.163928721643957,9412.2003611074379,13,null,4.6696639999999991,0.3330336000000001,8,0.4,8,5.4576501182304424,3.7847222222222223E-3,null,13,503.03076210274418,754.54614315411629,10166.054953043531,null,null,null,null,49.379988070436681,4.0157587810977823E-3,0.11115582040020554]
[14,"EFV I Series 1200 (1 IPS)",2.7208325202276535,44.516092359919632,0.5,0.45,null,null,null,null,13,1.3422562977987098E-2,0,503.03076210274418,754.54614315411629,12.1639219354084,10166.054953043531,14,null,4.0695239999999986,0.29304760000000013,7,0.35,7,6.2373144208347915,4.3287037037037035E-3,null,14,512.03345868414613,768.05018802621919,10912.570198345133,null,null,null,null,53.178448691239502,4.6573297106222789E-3,0.12891444259432119]
[15,"EFV I Series 1800",2.7087540899626275,83.085198013109206,0.5,0.45,null,{"$f":"'Shift Calculations'!J4","v":4.8769999999999998},{"$f":"'Shift Calculations'!J5","v":-44.103000000000002},null,14,1.2954714843515607E-2,0,{"$f":"($I$2*$N$2*(14.69+K34)*(L34/($C$7*$I$3))^0.5)+M34","v":512.03345868414613},768.05018802621919,13.163915622147163,10912.570198345133,15,null,3.5242239999999998,0.24757760000000001,6,0.3,6,7.2768668243072554,5.0462962962962961E-3,null,15,520.88057940609656,781.32086910914484,11652.61476337032,null,null,null,null,56.976909312042324,5.3464244127041476E-3,0.14798851828429729]
[16,"EFV I Series 2600",3.49,104.9708306759168,0.25,0.45,null,null,null,null,15,1.2518382245215991E-2,0,520.88057940609656,781.32086910914484,14.163909734078628,11652.61476337032,16,null,3.0425,0.19575000000000001,5,0.25,5,8.73224018916871,6.053240740740741E-3,null,16,529.57992144039281,794.36988216058921,12386.942125786823,null,null,null,null,60.775369932845145,6.0830428873433848E-3,0.1683780474701338]
[17,"UMAC Series 300",1.673,13.683775165183654,0.35,0.45,null,null,null,null,16,1.2110484485515242E-2,0,529.57992144039281,794.36988216058921,15.163904229647605,12386.942125786823,17,null,2.633184,0.13668160000000001,4,0.2,4,10.915300236460885,7.5694444444444446E-3,null,17,538.13865163468256,807.2079774520239,13116.208703297973,null,null,null,null,64.573830553647966,6.8671851345399925E-3,0.19008303015183073]
[18,"UMAC Series 350",1.048,27.553083560436949,0.4,0.45,null,null,null,null,17,1.1728329721062252E-2,0,538.13865163468256,807.2079774520239,16.163899072543124,13116.208703297973,18,null,2.3052040000000003,6.9479599999999989E-2,3,0.15,3,14.553733648614511,1.0104166666666668E-2,null,18,546.56337562406782,819.84506343610178,13840.988678530828,null,null,null,null,68.372291174450794,7.698851154293973E-3,0.21310346632938815]
[19,"UMAC Series 400",0.65700000000000003,70.107105279424374,0.4,0.45,null,null,null,null,18,1.1369555486707334E-2,0,546.56337562406782,819.84506343610178,17.163894230896464,13840.988678530828,19,null,1.7,0.03,2,0.1,2,21.83060047292177,1.5150462962962963E-2,null,19,554.86019749479021,832.29029624218538,14561.786201006589,null,null,null,null,72.170751795253622,8.578040946605324E-3,0.23743935600280597]
[20,"UMAC Series 550",1.075,49.508668040918529,0.4,0.45,null,null,null,null,19,1.1032079811827331E-2,0,554.86019749479021,832.29029624218538,18.163889676621995,14561.786201006589,20,null,0.85,1.4999999999999999E-2,1,0.05,1,43.66120094584354,3.0312499999999996E-2,null,20,563.03477153221991,844.5521572983298,15279.045491339148,null,null,null,null,75.96921241605645,9.5047545114740443E-3,0.26309069917208422]
[21,"UMAC Series 700",2.835,11.530887778830481,0.4,0.45,null,null,null,null,20,1.0714060791595929E-2,0,563.03477153221991,844.5521572983298,19.163885384871996,15279.045491339148,21,null,null,null,null,null,null,null,null,null,21,571.09234730008484,856.63852095012726,15993.159256018324,null,null,null,null,79.767673036859279,1.0478991848900136E-2,0.2900574958372229]
[22,"UMAC Series 800",1.0069999999999999,119.36962370364664,0.4,0.45,null,null,null,null,21,1.041386295490229E-2,0,571.09234730008484,856.63852095012726,20.16388133358311,15993.159256018324,22,null,null,null,null,null,null,null,null,null,22,579.0378090721731,868.55671360825966,16704.475732778068,null,null,null,null,83.566133657662107,1.1500752958883595E-2,0.31833974599822196]
[23,"UMAC Series 1100",4.4050000000000002,11.794141577259527,0.4,0.45,null,null,null,null,22,1.0130029132201221E-2,0,579.0378090721731,868.55671360825966,21.163877503096977,16704.475732778068,23,null,null,null,null,null,null,null,null,null,23,586.87571045791628,880.31356568687443,17413.304619135877,null,null,null,null,87.364594278464935,1.2570037841424429E-2,0.34793744965508155]
[24,"UMAC Series 1800",4.133,44.289614460684191,0.4,0.45,null,null,null,null,23,9.8612568018164697E-3,0,586.87571045791628,880.31356568687443,22.163873875841219,17413.304619135877,24,null,null,null,null,null,null,null,null,null,24,594.61030491899953,891.91545737849924,18119.922084843951,null,null,null,null,91.163054899267763,1.3686846496522629E-2,0.37885060680780142]
[25,"UMAC Series 2600",3.8530000000000002,86.123460123173317,0.32,0.45,null,null,null,null,24,9.6063781044317068E-3,0,594.61030491899953,891.91545737849924,23.163870436059916,18119.922084843951,25,null,null,null,null,null,null,null,null,null,25,602.2455727576978,903.3683591365467,18824.575028818675,null,null,null,null,94.961515520070591,1.4851178924178202E-2,0.41107921745638182]
[26,"UMAC Series 5500(1.25IP)",8.5120000000000005,78.965054786459334,0.4,0.45,null,null,null,null,25,9.3643428788224431E-3,0,602.2455727576978,903.3683591365467,24.163867169584808,18824.575028818675,26,null,null,null,null,null,null,null,null,null,26,609.78524506307053,914.6778675946058,19527.484709763878,null,null,null,null,98.75997614087342,1.6063035124391147E-2,0.44462328160082265]
[27,"UMAC Series 5500(2IP)",24.594000000000001,9.458882563419639,0.4,0.45,null,null,null,null,26,9.1342041990774819E-3,0,609.78524506307053,914.6778675946058,25.163864063640222,19527.484709763878,27,null,null,null,null,null,null,null,null,null,27,617.23282502392124,925.84923753588191,20228.849855074237,null,null,null,null,102.55843676167625,1.732241509716146E-2,0.47948279924112386]
[28,"UMAC Series 10000",25.86,28.282366543529324,0.4,0.45,null,null,null,null,27,8.9151059932948609E-3,0,617.23282502392124,925.84923753588191,26.163861106676094,20228.849855074237,28,null,null,null,null,null,null,null,null,null,28,624.59160695400976,936.88741043101459,20928.849333132217,null,null,null,null,106.35689738247908,1.8629318842489143E-2,0.51565777037728555]
[29,"CEFV Series 1800",9.0993781818181834,7.4010676113977736,0.5,{"$f":"13/20","v":0.65},null,null,null,null,28,8.7062724024470073E-3,0,624.59160695400976,936.88741043101459,27.163858288224432,20928.849333132217,29,null,null,null,null,null,null,null,null,null,29,631.86469332268757,947.79703998403136,21627.644458625058,null,null,null,null,110.1553580032819,1.9983746360374196E-2,0.55314819500930756]
[30,"CEFV Series 2600",9.0993781818181834,15.441733658358453,0.5,{"$f":"13/20","v":0.65},null,null,null,null,29,8.5069986006056936E-3,0,631.86469332268757,947.79703998403136,28.163855598775502,21627.644458625058,30,null,null,null,null,null,null,null,null,null,30,639.05501004072846,958.58251506109264,22325.380988118082,null,null,null,null,113.95381862408473,2.1385697650816621E-2,0.59195407313719006]
[31,"CEFV Series 3900",17.573884444444445,9.3146485489246267,0.5,{"$f":"13/20","v":0.65},{"$f":"'Shift Calculations'!AO4","v":2.8299999999999999E-2},{"$f":"'Shift Calculations'!AO5","v":18.369},{"$f":"'Shift Calculations'!AO6","v":-186.52},null,30,8.3166428476272713E-3,0,639.05501004072846,958.58251506109264,29.163853029670626,22325.380988118082,31,null,null,null,null,null,null,null,null,null,31,646.16532021498733,969.247980322481,23022.190853157757,null,null,null,null,117.75227924488756,2.283517271381642E-2,0.63207540476093316]
[32,"CEFV Series 5500",17.573884444444445,18.525188599933085,0.5,{"$f":"13/20","v":0.65},{"$f":"'Shift Calculations'!AT4","v":2.8299999999999999E-2},{"$f":"'Shift Calculations'!AT5","v":18.369},{"$f":"'Shift Calculations'!AT6","v":-186.52},null,31,8.1346195854774071E-3,0,646.16532021498733,969.247980322481,30.163850573009064,23022.190853157757,32,null,null,null,null,null,null,null,null,null,32,653.19823655527341,979.79735483291006,23718.193670121458,null,null,null,null,121.55073986569039,{"$f":"1/1849600*(459.67+$AL$7)*$AL$6*($AJ51^2/($AP$2^2*($AL$4+14.696)))","v":2.4332171549373584E-2},0.6735121898805364]
[null,null,null,null,null,null,null,null,null,null,32,7.9603934217276247E-3,0,653.19823655527341,{"$f":"N52*(1+$N$4)","v":979.79735483291006},31.163848221566862,23718.193670121458,33,null,null,null,null,null,null,null,null,null,33,{"$f":"VLOOKUP($AB52,$K$20:$Q$145,4)","v":660.15623259142262},{"$f":"VLOOKUP($AB52,$K$20:$Q$145,5)","v":990.23434888713393},{"$f":"VLOOKUP($AB52,$K$20:$Q$145,7)","v":24413.498059487545},null,null,null,null,{"$f":"AJ51+$AL$12","v":125.34920048649322},2.5876694157488115E-2,0.71626442849600014]
["Pipe Size Data Table",null,null,null,null,null,null,null,null,null,33,7.7934738700034126E-3,0,660.15623259142262,990.23434888713393,{"$f":"K53-(1/1849600*(459.67+$C$8)*$C$7*(O53^2/($N$2^2*(K53+14.696))))","v":32.163845968725894},{"$f":"IF(P53<=0,0, (( (( (P53+14.69)^2-(($I$5)+14.69)^2 )-(0*0.0361) )/ ($C$8+459.67) ) / ( (O53/1000) / ( ( $N$7^(8/3) / ($C$7^(4/9) * (0.0105/1488.2)^(1/9) ) ) * ( 0.6643 * (60+459.67) / 14.69) ) ) ^ (9/5)))","v":24413.498059487545},34,null,null,null,null,null,null,null,null,null,34,667.04165283712382,1000.5624792556857,25108.202801856838,null,null,null,null,129.14766110729605,2.7468740538160018E-2,0.76033212060732425]
[null,null,null,null,null,null,null,null,null,null,34,7.6334107385595141E-3,0,667.04165283712382,1000.5624792556857,33.163843808411656,25108.202801856838,35,null,null,null,null,null,null,null,null,null,35,673.85672201890497,1010.7850830283575,25802.397853677183,null,null,null,null,132.94612172809886,2.9108310691389291E-2,0.80571526621450873]
["#","Pipe Size","OD","Nom. Wall","ID","Display List",null,null,null,null,35,7.4797900756784618E-3,0,673.85672201890497,1010.7850830283575,34.163841735038595,25802.397853677183,36,null,null,null,null,null,null,null,null,null,36,680.6035534732722,1020.9053302099082,26496.165242016872,null,null,null,null,136.74458234890167,3.0795404617175934E-2,0.8524138653175537]
[null,null,null,null,null,null,null,null,null,null,36,7.3322305949982793E-3,0,680.6035534732722,1020.9053302099082,35.16383974346185,26496.165242016872,37,null,null,null,null,null,null,null,null,null,37,687.28415680184787,1030.9262352027717,27189.579854749805,null,null,null,null,140.54304296970449,3.2530022315519935E-2,0.90042791791645871]
[1,"½ CTS .090",0.625,{"$f":"0.09 + 0.0045","v":9.4500000000000001E-2},{"$f":"C57-(2*D57)","v":0.436},{"$f":"B57","v":"½ CTS .090"},null,null,null,null,37,7.1903805157760257E-3,0,687.28415680184787,1030.9262352027717,36.16383782893466,27189.579854749805,38,null,null,null,null,null,null,null,null,null,38,693.90044486310035,1040.8506672946505,27882.710140041305,null,null,null,null,144.3415035905073,3.4312163786421324E-2,0.94975742401122465]
[2,"½ IPS  DR 9.3",0.84,{"$f":"0.09 + 0.0055","v":9.5500000000000002E-2},{"$f":"C58-(2*D58)","v":0.64900000000000002},{"$f":"IF($C$2<=4,$F$57,B58)","v":"½ IPS  DR 9.3"},null,null,null,null,38,7.0539147629619043E-3,0,693.90044486310035,1040.8506672946505,37.163835987070556,27882.710140041305,39,null,null,null,null,null,null,null,null,null,39,700.45424016961317,1050.6813602544198,28575.618726960784,null,null,null,null,148.13996421131012,3.6141829029880071E-2,1.0004023836018507]
[3,"¾ CTS .090",0.875,{"$f":"0.09 + 0.0045","v":9.4500000000000001E-2},{"$f":"C59-(2*D59)","v":0.68599999999999994},"¾ CTS .090",null,null,null,null,39,6.9225324801725227E-3,0,700.45424016961317,1050.6813602544198,38.163834213809857,28575.618726960784,40,null,null,null,null,null,null,null,null,null,40,706.9472807515225,1060.4209211272837,29268.3629773221,null,null,null,null,151.93842483211293,3.8019018045896184E-2,1.0523627966883371]
[4,"¾ IPS DR 11",1.05,{"$f":"0.095 + 0.0055","v":0.10050000000000001},0.84899999999999998,"¾ IPS DR 11",null,null,null,null,40,6.7959548155140381E-3,0,706.9472807515225,1060.4209211272837,39.163832505389749,29268.3629773221,41,null,null,null,null,null,null,null,null,null,41,713.38122553958044,1070.0718383093706,29960.99547740788,null,null,null,null,155.73688545291574,3.9943730834469678E-2,1.1056386632706841]
[5,"1 CTS .090",1.125,{"$f":"0.09 + 0.0055","v":9.5500000000000002E-2},{"$f":"C61-(2*D61)","v":0.93399999999999994},"1 CTS .090",null,null,null,null,41,6.6739229459591085E-3,0,713.38122553958044,1070.0718383093706,40.163830858317688,29960.99547740788,42,null,null,null,null,null,null,null,null,null,42,719.75765931508863,1079.6364889726328,30653.564477012438,null,null,null,null,159.53534607371856,4.1915967395600544E-2,1.1602299833488916]
[6,"1 CTS .099",1.125,{"$f":" 0.099 + 0.006","v":0.10500000000000001},0.91500000000000004,"1 CTS .099",null,null,null,null,42,6.5561963108213576E-3,0,719.75765931508863,1079.6364889726328,41.163829269347502,30653.564477012438,43,null,null,null,null,null,null,null,null,null,43,726.07809726854919,1089.1171459028237,31346.114282211813,null,null,null,null,163.33380669452137,4.3935727729288776E-2,1.2161367569229595]
[7,"1 IPS DR 11",{"$f":"1.315","v":1.3149999999999999},{"$f":"0.12+0.007","v":0.127},1.0609999999999999,"1 IPS DR 11",null,null,null,null,43,6.4425510289558459E-3,0,726.07809726854919,1089.1171459028237,42.163827735458085,31346.114282211813,44,null,null,null,null,null,null,null,null,null,44,732.34398920418425,1098.5159838062764,32038.685607395961,null,null,null,null,167.13226731532419,4.6003011835534374E-2,1.2733589839928876]
[8,"1¼ IPS DR 10",1.66,{"$f":"0.166 + 0.01","v":0.17600000000000002},{"$f":"C64-(2*D64)","v":1.3079999999999998},"1¼ IPS DR 10",null,null,null,null,44,6.33277847777241E-3,0,732.34398920418425,1098.5159838062764,43.163826253834223,32038.685607395961,45,null,null,null,null,null,null,null,null,null,45,738.55672342338073,1107.835085135071,32731.315891357757,null,null,null,null,170.930727936127,4.8117819714337345E-2,1.3318966645586763]
[9,"1¼ IPS DR 11",1.66,{"$f":"0.151 + 0.009","v":0.16},1.3399999999999999,"1¼ IPS DR 11",null,null,null,null,45,6.2266840150856555E-3,0,738.55672342338073,1107.835085135071,44.163824821849332,32731.315891357757,46,null,null,null,null,null,null,null,null,null,46,744.71763031652597,1117.0764454747889,33424.039581601923,null,null,null,null,174.72918855692981,5.0280151365697683E-2,1.3917497986203251]
[10,"2 IPS DR 11",2.375,{"$f":"0.216 + 0.013","v":0.22900000000000001},1.917,"2 IPS DR 11",null,null,null,null,46,6.1240858273267883E-3,0,744.71763031652597,1117.0764454747889,45.163823437049913,33424.039581601923,47,null,null,null,null,null,null,null,null,null,47,750.82798568956093,1126.2419785343413,34116.888390498636,null,null,null,null,178.52764917773263,5.2490006789615386E-2,1.4529183861778345]
[11,"NPS ¾ Sch 40",1.05,{"$f":"0.113-(0.113*0.0625)","v":0.1059375},0.83812500000000001,"NPS ¾ Sch 40",null,null,null,null,47,6.0248138897789393E-3,0,750.82798568956093,1126.2419785343413,46.163822097141562,34116.888390498636,48,null,null,null,null,null,null,null,null,null,48,756.88901384881058,1135.3335207732159,34809.891526441199,null,null,null,null,182.32610979853544,5.4747385986090476E-2,1.5154024272312046]
[12,"NPS 1 Sch 40",1.3149999999999999,{"$f":"0.133-(0.133*0.0625)","v":0.12468750000000001},{"$f":"C68-(2*D68)","v":1.0656249999999998},"NPS 1 Sch 40",null,null,null,null,48,5.928709026327369E-3,0,756.88901384881058,1135.3335207732159,47.163820799976229,34809.891526441199,49,null,null,null,null,null,null,null,null,null,49,762.90189046522005,1144.35283569783,35503.075902774413,null,null,null,null,186.12457041933826,5.7052288955122918E-2,1.5792019217804345]
[null,null,null,null,null,null,null,null,null,null,49,5.8356220577871366E-3,0,762.90189046522005,1144.35283569783,48.163819543540782,35503.075902774413,50,null,null,null,null,null,null,null,null,null,50,768.86774523697397,1153.301617855461,36196.466326914095,null,null,null,null,189.92303104014107,5.940471569671274E-2,1.6443168698255253]
[null,"Change Pipe Size Order????",null,null,null,null,null,null,null,null,50,5.7454130292234158E-3,0,768.86774523697397,1153.301617855461,49.163818325946544,36196.466326914095,51,null,null,null,null,null,null,null,null,null,51,774.78766436758019,1162.1814965513704,36890.085671785593,null,null,null,null,193.72149166094388,6.1804666210859935E-2,1.7107472713664766]
[null,null,null,null,null,null,null,null,null,null,51,5.6579505078468983E-3,0,774.78766436758019,1162.1814965513704,50.163817145419834,36890.085671785593,52,null,null,null,null,null,null,null,null,null,52,780.66269287481111,1170.9940393122167,37583.955031452497,null,null,null,null,197.5199522817467,6.4252140497564489E-2,1.7784931264032879]
[null,null,null,null,null,null,null,null,null,null,52,5.5731109440765149E-3,0,780.66269287481111,1170.9940393122167,51.163816000293352,37583.955031452497,53,null,null,null,null,null,null,null,null,null,53,786.49383674440401,1179.7407551166061,38278.09386258528,null,null,null,null,201.31841290254951,6.674713855682643E-2,1.8475544349359601]
[null,null,null,null,null,null,null,null,null,null,53,5.4907780892371506E-3,0,786.49383674440401,1179.7407551166061,52.16381488899831,38278.09386258528,54,null,null,null,null,null,null,null,null,null,54,792.28206494108838,1188.4230974116326,38972.52011322778,null,null,null,null,205.11687352335233,6.928966038864573E-2,1.9179311969644925]
[null,null,null,null,null,null,null,null,null,null,54,5.4108424641208727E-3,0,792.28206494108838,1188.4230974116326,53.163813810057256,38972.52011322778,55,null,null,null,null,null,null,null,null,null,55,798.02831128832543,1197.0424669324882,39667.250340149825,null,null,null,null,208.91533414415514,7.1879705993022389E-2,1.989623412488885]
[null,null,null,null,null,null,null,null,null,null,55,5.3332008733026652E-3,0,798.02831128832543,1197.0424669324882,54.163812762077555,39667.250340149825,56,null,null,null,null,null,null,null,null,null,56,803.73347622708752,1205.6002143406313,40362.299815930681,null,null,null,null,212.71379476495795,7.4517275369956434E-2,2.0626310815091382]
[null,null,null,null,null,null,null,null,null,null,56,5.2577559606799091E-3,0,803.73347622708752,1205.6002143406313,55.163811743745349,40362.299815930681,57,null,null,null,null,null,null,null,null,null,57,809.39842846305294,1214.0976426945795,41057.682626787442,null,null,null,null,216.51225538576077,7.7202368519447839E-2,2.1369542040252516]
[null,null,null,null,null,null,null,null,null,null,57,5.1844158022103888E-3,0,809.39842846305294,1214.0976426945795,56.163810753820087,41057.682626787442,58,null,null,null,null,null,null,null,null,null,58,815.02400651075379,1222.5360097661307,41753.411762051088,null,null,null,null,220.31071600656358,7.9934985441496617E-2,2.2125927800372258]
[null,null,null,null,null,null,null,null,null,null,58,5.1130935322666491E-3,0,815.02400651075379,1222.5360097661307,57.163809791129488,41753.411762051088,59,null,null,null,null,null,null,null,null,null,59,820.61102014244443,1230.9165302136666,42449.499196095458,null,null,null,null,224.10917662736639,8.2715126136102768E-2,2.28954680954506]
[null,null,null,null,null,null,null,null,null,null,59,5.0437070004133904E-3,0,820.61102014244443,1230.9165302136666,58.163808854564877,42449.499196095458,60,null,null,null,null,null,null,null,null,null,60,826.16025174877836,1239.2403776231677,43145.95596343714,null,null,null,null,227.90763724816921,8.5542790603266292E-2,2.3678162925487549]
[null,null,null,null,null,null,null,null,null,null,60,4.9761784557566307E-3,0,826.16025174877836,1239.2403776231677,59.163807943076968,43145.95596343714,61,null,null,null,null,null,null,null,null,null,61,831.67245761777303,1247.5086864266596,43842.792227645841,null,null,null,null,231.70609786897202,8.8417978842987188E-2,2.4474012290483103]
[null,null,null,null,null,null,null,null,null,null,61,4.9104342563147411E-3,0,831.67245761777303,1247.5086864266596,60.16380705567191,43842.792227645841,62,null,null,null,null,null,null,null,null,null,62,837.14836913797308,1255.7225537069596,44540.017344642605,null,null,null,null,235.50455848977484,9.1340690855265444E-2,2.528301619043726]
[null,null,null,null,null,null,null,null,null,null,62,4.846404601127432E-3,0,837.14836913797308,1255.7225537069596,61.163806191407701,44540.017344642605,63,null,null,null,null,null,null,null,null,null,63,842.58869393123803,1263.883040896857,45237.639920897396,null,null,null,null,239.30301911057765,9.4310926640101073E-2,2.6105174625350021]
[null,null,null,null,null,null,null,null,null,null,63,4.7840232830539675E-3,0,842.58869393123803,1263.883040896857,62.16380534939082,45237.639920897396,64,null,null,null,null,null,null,null,null,null,64,847.99411692011836,1271.9911753801775,45935.66786699053,null,null,null,null,243.10147973138046,{"$f":"1/1849600*(459.67+$AL$7)*$AL$6*($AJ83^2/($AP$2^2*($AL$4+14.696)))","v":9.732868619749406E-2},2.6940487595221381]
[null,null,null,null,null,null,null,null,null,null,64,4.7232274604201646E-3,0,847.99411692011836,{"$f":"N84*(1+$N$4)","v":1271.9911753801775},63.163804528773163,45935.66786699053,65,null,null,null,null,null,null,null,null,null,65,{"$f":"VLOOKUP($AB84,$K$20:$Q$145,4)","v":853.36530133437759},{"$f":"VLOOKUP($AB84,$K$20:$Q$145,5)","v":1280.0479520015665},{"$f":"VLOOKUP($AB84,$K$20:$Q$145,7)","v":46634.108446951628},null,null,null,null,{"$f":"AJ83+$AL$12","v":246.89994035218328},0.10039396952744443,{"$f":"AK84/0.036127292","v":2.7788955100051353}]
[null,null,null,null,null,null,null,null,null,null,65,4.6639574458584862E-3,{"$f":"$N$9*K85^2+$N$10*K85+$N$11","v":0},853.36530133437759,1280.0479520015665,{"$f":"K85-(1/1849600*(459.67+$C$8)*$C$7*(O85^2/($N$2^2*(K85+14.696))))","v":64.163803728749201},{"$f":"IF(P85<=0,0, (( (( (P85+14.69)^2-(($I$5)+14.69)^2 )-(0*0.0361) )/ ($C$8+459.67) ) / ( (O85/1000) / ( ( $N$7^(8/3) / ($C$7^(4/9) * (0.0105/1488.2)^(1/9) ) ) * ( 0.6643 * (60+459.67) / 14.69) ) ) ^ (9/5)))","v":46634.108446951628},66,null,null,null,null,null,null,null,null,null,66,858.70288966085036,1288.0543344912755,47332.968323750574,null,null,null,null,250.69840097298609,0.10350677662995218,2.8650577139839926]
[null,null,null,null,null,null,null,null,null,null,66,{"$f":"($N$3*0.0361)/(14.69+K86)","v":4.6061565108497056E-3},0,858.70288966085036,1288.0543344912755,65.163802948553339,47332.968323750574,67,null,null,null,null,null,null,null,null,null,{"$f":"AB85+1","v":67},864.007504540485,1296.0112568107274,48032.253601276607,null,null,null,null,254.49686159378891,0.10666710750501729,2.9525353714587101]
[null,null,null,null,null,null,null,null,null,null,67,4.5497707046206724E-3,0,864.007504540485,1296.0112568107274,66.163802187457463,48032.253601276607,68,null,null,null,null,null,null,null,null,null,68,869.27974961611631,1303.9196244241743,48731.96986311095,null,null,null,null,258.29532221459175,0.10987496215263978,3.041328482429289]
[null,null,null,null,null,null,null,null,null,null,68,4.4947486861828846E-3,0,869.27974961611631,1303.9196244241743,67.163801444768652,48731.96986311095,69,null,null,null,null,null,null,null,null,null,69,874.52021033423773,1311.7803155013567,49432.12220836513,null,null,null,null,262.09378283539456,0.11313034057281966,3.1314370468957282]
[null,null,null,null,null,null,null,null,null,null,69,4.4410415684127463E-3,0,874.52021033423773,1311.7803155013567,68.163800719827151,49432.12220836513,70,null,null,null,null,null,null,null,null,null,70,879.72945470378625,1319.5941820556793,50132.715284835947,null,null,null,null,265.89224345619738,0.11643324276555686,3.2228610648580265]
[null,null,null,null,null,null,null,null,null,null,70,4.3886027731782117E-3,0,879.72945470378625,1319.5941820556793,69.163800012004302,50132.715284835947,71,null,null,null,null,null,null,null,null,null,71,884.90803401472328,1327.3620510220849,50833.753319700096,null,null,null,null,269.69070407700019,0.11978366873085146,3.315600536316186]
[null,null,null,null,null,null,null,null,null,null,71,4.3373878966094384E-3,0,884.90803401472328,1327.3620510220849,70.163799320700861,50833.753319700096,72,null,null,null,null,null,null,null,null,null,72,890.05648351898685,1335.0847252784802,51535.240147953213,null,null,null,null,273.48916469780301,0.12318161846870342,3.4096554612702059]
[null,null,null,null,null,null,null,null,null,null,72,4.2873545836943448E-3,0,890.05648351898685,1335.0847252784802,71.163798645345167,51535.240147953213,73,null,null,null,null,null,null,null,null,null,73,895.17532307619274,1342.7629846142891,52237.179238778204,null,null,null,null,277.28762531860582,0.12662709197911276,3.5050258397200866]
[null,null,null,null,null,null,null,null,null,null,73,4.2384624114547012E-3,0,895.17532307619274,1342.7629846142891,72.163797985391682,52237.179238778204,74,null,null,null,null,null,null,null,null,null,74,900.26505776629347,1350.3975866494402,52939.573720011271,null,null,null,null,281.08608593940863,0.13012008926207944,3.6017116716658264]
[null,null,null,null,null,null,null,null,null,null,74,4.1906727800255133E-3,0,900.26505776629347,1350.3975866494402,73.163797340319434,52939.573720011271,75,null,null,null,null,null,null,null,null,null,75,905.32617847123436,1357.9892677068515,53642.42640085797,null,null,null,null,284.88454656021145,0.13366061031760351,3.6997129571074279]
[null,null,null,null,null,null,null,null,null,null,75,4.1439488110208804E-3,0,905.32617847123436,1357.9892677068515,74.163796709630716,53642.42640085797,76,null,null,null,null,null,null,null,null,null,76,910.35916242750648,1365.5387436412598,54345.739792999128,null,null,null,null,288.68300718101426,0.13724865514568496,3.7990296960448893]
[null,null,null,null,null,null,null,null,null,null,76,4.0982552526239143E-3,0,910.35916242750648,1365.5387436412598,75.163796092849751,54345.739792999128,77,null,null,null,null,null,null,null,null,null,77,915.36447375135367,1373.0467106270305,55049.516130213859,null,null,null,null,292.48146780181708,0.14088422374632378,3.8996618884782115]
[null,null,null,null,null,null,null,null,null,null,77,4.0535583908873681E-3,0,915.36447375135367,1373.0467106270305,76.163795489521505,55049.516130213859,78,null,null,null,null,null,null,null,null,null,78,920.34256393827309,1380.5138459074096,55753.757386634134,null,null,null,null,296.27992842261989,0.14456731611951995,4.0016095344073941]
[null,null,null,null,null,null,null,null,null,null,78,4.0098259667759491E-3,0,{"$f":"($I$2*$N$2*(14.69+K98)*(L98/($C$7*$I$3))^0.5)+M98","v":920.34256393827309},1380.5138459074096,77.163794899210629,55753.757386634134,79,null,null,null,null,null,null,null,null,null,79,925.29387233832688,1387.9408085074904,56458.465293737725,null,null,null,null,300.0783890434227,0.14829793226527349,4.1048726338324357]
[null,null,null,null,null,null,null,null,null,null,79,3.9670270985213228E-3,0,925.29387233832688,1387.9408085074904,78.163794321500305,56458.465293737725,80,null,null,null,null,null,null,null,null,null,80,930.21882660868437,1395.3282399130267,57163.641356176995,null,null,null,null,303.87684966422552,0.15207607218358443,4.2094511867533395]
[null,null,null,null,null,null,null,null,null,null,80,3.9251322088970616E-3,0,930.21882660868437,1395.3282399130267,79.16379375599135,57163.641356176995,81,null,null,null,null,null,null,null,null,null,81,935.11784314471265,1402.6767647170691,57869.286866529299,null,null,null,null,307.67531028502833,0.15590173587445272,4.3153451931701037]
[null,null,null,null,null,null,null,null,null,null,81,3.8841129570536394E-3,0,935.11784314471265,1402.6767647170691,80.16379320230125,57869.286866529299,82,null,null,null,null,null,null,null,null,null,82,939.99132749084481,1409.9869912362672,58575.402919053362,null,null,null,null,311.47377090583115,0.15977492333787838,4.4225546530827273]
[null,null,null,null,null,null,null,null,null,null,82,3.843942174583336E-3,0,939.99132749084481,1409.9869912362672,81.163792660063336,58575.402919053362,83,null,null,null,null,null,null,null,null,null,83,944.83967473237635,1417.2595120985645,59281.990422522067,null,null,null,null,315.27223152663396,0.16369563457386141,4.5310795664912114]
[null,null,null,null,null,null,null,null,null,null,83,3.8045938055119538E-3,0,944.83967473237635,1417.2595120985645,82.163792128925934,59281.990422522067,84,null,null,null,null,null,null,null,null,null,84,949.66326986925424,1424.4949048038814,59989.050112204233,null,null,null,null,319.07069214743677,0.16766386958240181,4.6409199333955566]
[null,null,null,null,null,null,null,null,null,null,84,3.7660428499388262E-3,0,949.66326986925424,1424.4949048038814,83.163791608551634,59989.050112204233,85,null,null,null,null,null,null,null,null,null,85,954.46248817286983,1431.6937322593049,60696.582561053139,null,null,null,null,322.86915276823959,0.17167962836349956,4.7520757537957614]
[null,null,null,null,null,null,null,null,null,null,85,3.7282653110689411E-3,0,954.46248817286983,1431.6937322593049,84.163791098616556,60696.582561053139,86,null,null,null,null,null,null,null,null,null,86,959.23769552677993,1438.8565432901698,61404.58819016318,null,null,null,null,326.6676133890424,0.17574291091715472,4.8645470276918275]
[null,null,null,null,null,null,null,null,null,null,86,3.691238145401358E-3,0,959.23769552677993,1438.8565432901698,85.163790598809683,61404.58819016318,87,null,null,null,null,null,null,null,null,null,87,963.98924875224054,1445.9838731283608,62113.067278544833,null,null,null,null,330.46607400984522,0.17985371724336724,4.9783337550837539]
[null,null,null,null,null,null,null,null,null,null,87,3.6549392158566501E-3,0,963.98924875224054,1445.9838731283608,86.163790108832245,62113.067278544833,88,null,null,null,null,null,null,null,null,null,88,968.71749591936805,1453.0762438790521,62822.019972267917,null,null,null,null,334.26453463064803,0.18401204734213711,5.0934359359715398]
[null,null,null,null,null,null,null,null,null,null,88,3.61934724764303E-3,0,968.71749591936805,1453.0762438790521,87.163789628397097,62822.019972267917,89,null,null,null,null,null,null,null,null,null,89,973.42277664469736,1460.134164967046,63531.446293017609,null,null,null,null,338.06299525145084,0.18821790121346438,5.2098535703551869]
[null,null,null,null,null,null,null,null,null,null,89,3.584441786676273E-3,0,973.42277664469736,1460.134164967046,88.163789157228166,63531.446293017609,90,null,null,null,null,null,null,null,null,null,90,978.1054223758573,1467.1581335637859,64241.34614610381,null,null,null,null,341.86145587225366,0.19247127885734899,5.3275866582346945]
[null,null,null,null,null,null,null,null,null,null,90,3.5502031603826798E-3,0,978.1054223758573,1467.1581335637859,{"$f":"K110-(1/1849600*(459.67+$C$8)*$C$7*(O110^2/($N$2^2*(K110+14.696))))","v":89.163788695059949},64241.34614610381,91,null,null,null,null,null,null,null,null,null,91,982.76575666403619,1474.1486349960542,64951.719327963263,null,null,null,null,345.65991649305647,0.19677218027379098,5.4466351996100615]
[null,null,null,null,null,null,null,null,null,null,91,3.5166124407272469E-3,0,982.76575666403619,1474.1486349960542,90.163788241636951,64951.719327963263,92,null,null,null,null,null,null,null,null,null,92,987.40409542487578,1481.1061431373137,65662.565533187735,null,null,null,null,349.45837711385929,0.20112060546279034,5.5669991944812898]
[null,null,null,null,null,null,null,null,null,null,92,3.4836514093210492E-3,0,987.40409542487578,1481.1061431373137,91.163787796713308,65662.565533187735,93,null,null,null,null,null,null,null,null,null,93,992.02074718838355,1488.0311207825753,66373.884361113043,null,null,null,null,353.2568377346621,0.20551655442434708,5.6886786428483784]
[null,null,null,null,null,null,null,null,null,null,93,3.4513025244726787E-3,0,992.02074718838355,1488.0311207825753,92.163787360052254,66373.884361113043,94,null,null,null,null,null,null,null,null,null,94,996.61601333842736,1494.924020007641,67085.675321995805,null,null,null,null,357.05529835546491,0.20996002715846115,5.8116735447113266]
[null,null,null,null,null,null,null,null,null,null,94,3.4195488900585404E-3,0,996.61601333842736,1494.924020007641,93.163786931425733,67085.675321995805,95,null,null,null,null,null,null,null,null,null,95,1001.190188342336,1501.7852825135039,67797.937842808999,null,null,null,null,360.85375897626773,0.21445102366513263,5.9359839000701369]
[null,null,null,null,null,null,null,null,null,null,95,3.3883742260959319E-3,0,1001.190188342336,1501.7852825135039,94.163786510614017,67797.937842808999,96,null,null,null,null,null,null,null,null,null,96,1005.7435599711009,1508.6153399566515,68510.671272679814,null,null,null,null,364.65221959707054,{"$f":"1/1849600*(459.67+$AL$7)*$AL$6*($AJ115^2/($AP$2^2*($AL$4+14.696)))","v":0.21898954394436146},6.0616097089248058]
[null,null,null,null,null,null,null,null,null,null,96,3.3577628409112181E-3,0,1005.7435599711009,{"$f":"N116*(1+$N$4)","v":1508.6153399566515},95.163786097405321,68510.671272679814,97,null,null,null,null,null,null,null,null,null,97,{"$f":"VLOOKUP($AB116,$K$20:$Q$145,4)","v":1010.2764095106475},{"$f":"VLOOKUP($AB116,$K$20:$Q$145,5)","v":1515.4146142659711},{"$f":"VLOOKUP($AB116,$K$20:$Q$145,7)","v":69223.874887993865},null,null,null,null,{"$f":"AJ115+$AL$12","v":368.45068021787336},0.22357558799614771,6.1885509712753377]
[null,null,null,null,null,null,null,null,null,null,97,3.3276996048031402E-3,0,1010.2764095106475,{"$f":"N117*(1+$N$4)","v":1515.4146142659711},{"$f":"K117-(1/1849600*(459.67+$C$8)*$C$7*(O117^2/($N$2^2*(K117+14.696))))","v":96.163785691595436},{"$f":"IF(P117<=0,0, (( (( (P117+14.69)^2-(($I$5)+14.69)^2 )-(0*0.0361) )/ ($C$8+459.67) ) / ( (O117/1000) / ( ( $N$7^(8/3) / ($C$7^(4/9) * (0.0105/1488.2)^(1/9) ) ) * ( 0.6643 * (60+459.67) / 14.69) ) ) ^ (9/5)))","v":69223.874887993865},98,null,null,null,null,null,null,null,null,null,98,1014.7890119646088,1522.1835179469131,69937.547897188662,null,null,null,null,372.24914083867617,0.22820915582049128,6.3168076871217274]
[null,null,null,null,null,null,null,null,null,null,98,3.2981699251083746E-3,0,1014.7890119646088,{"$f":"N118*(1+$N$4)","v":1522.1835179469131},97.163785292987399,69937.547897188662,99,null,null,null,null,null,null,null,null,null,99,1019.2816362490246,1528.9224543735368,70651.689445255368,null,null,null,null,376.04760145947898,0.23289024741739223,6.4463798564639783]
[null,null,null,null,null,null,null,null,null,null,99,3.2691597225830132E-3,0,1019.2816362490246,{"$f":"N119*(1+$N$4)","v":1528.9224543735368},98.163784901391182,70651.689445255368,100,null,null,null,null,null,null,null,null,null,100,1023.7545453793455,1535.6318180690182,71366.298617969835,null,null,null,null,379.8460620802818,0.23761886278685052,6.5772674793020887]
[null,null,null,null,null,null,null,null,null,null,100,3.2406554090196422E-3,0,1023.7545453793455,{"$f":"N120*(1+$N$4)","v":1535.6318180690182},99.16378451662338,71366.298617969835,101,null,null,null,null,null,null,null,null,null,101,1028.2079966501194,1542.311994975179,72081.374445868278,null,null,null,null,383.64452270108461,0.24239500192886623,6.7094705556360612]
[null,null,null,null,null,null,null,null,null,null,101,3.2126438660252635E-3,0,1028.2079966501194,{"$f":"N121*(1+$N$4)","v":1542.311994975179},100.16378413850694,72081.374445868278,102,null,null,null,null,null,null,null,null,null,{"$f":"AB120+1","v":102},1032.6422418077007,1548.9633627115509,72796.915907985007,null,null,null,null,387.44298332188743,0.2472186648434393,6.8429890854658941]
[null,null,null,null,null,null,null,null,null,null,102,3.185112424890417E-3,0,1032.6422418077007,1548.9633627115509,101.16378376687088,72796.915907985007,103,null,null,null,null,null,null,null,null,null,103,1037.0575272163137,1555.5862908244706,73512.921935368082,null,null,null,null,391.24144394269024,0.25208985153056973,6.9778230687915865]
[null,null,null,null,null,null,null,null,null,null,103,3.1580488474846017E-3,0,1037.0575272163137,1555.5862908244706,102.16378340154999,73512.921935368082,104,null,null,null,null,null,null,null,null,null,104,1041.454094017781,1562.1811410266714,74229.391414386104,null,null,null,null,395.03990456349305,0.25700856199025757,7.1139725056131411]
[null,null,null,null,null,null,null,null,null,null,104,3.1314413081174721E-3,0,1041.454094017781,1562.1811410266714,103.16378304238468,74229.391414386104,105,null,null,null,null,null,null,null,null,null,105,1045.8321782852058,1568.7482674278087,74946.323189838411,null,null,null,null,398.83836518429587,0.26197479622250269,7.2514373959305534]
[null,null,null,null,null,null,null,null,null,null,105,3.1052783763093222E-3,0,1045.8321782852058,1568.7482674278087,104.16378268922065,74946.323189838411,106,null,null,null,null,null,null,null,null,null,106,1050.1920111708907,1575.2880167563362,75663.716067883623,null,null,null,null,402.63682580509868,0.26698855422730522,7.3902177397438269]
[null,null,null,null,null,null,null,null,null,null,106,3.0795490004181187E-3,0,1050.1920111708907,1575.2880167563362,105.16378234190876,75663.716067883623,107,null,null,null,null,null,null,null,null,null,107,1054.53381904875,1581.8007285731251,76381.56881879548,null,null,null,null,406.4352864259015,0.27204983600466515,7.5303135370529617]
[null,null,null,null,null,null,null,null,null,null,107,3.0542424920738166E-3,0,1054.53381904875,1581.8007285731251,106.16378200030472,76381.56881879548,108,null,null,null,null,null,null,null,null,null,108,1058.8578236514682,1588.2867354772022,77099.880179556902,null,null,null,null,410.23374704670431,0.27715864155458242,7.671724787857956]
[null,null,null,null,null,null,null,null,null,null,108,3.0293485113738914E-3,0,1058.8578236514682,1588.2867354772022,107.16378166426898,77099.880179556902,109,null,null,null,null,null,null,null,null,null,109,1063.1642422026359,1594.7463633039538,77818.64885630444,null,null,null,null,414.03220766750712,0.28231497087705709,7.8144514921588115]
[null,null,null,null,null,null,null,null,null,null,109,3.0048570527970147E-3,0,1063.1642422026359,1594.7463633039538,108.16378133366649,77818.64885630444,110,null,null,null,null,null,null,null,null,null,110,1067.4532875440905,1601.1799313161357,78537.873526628144,null,null,null,null,417.83066828830994,0.28751882397208911,7.9584936499555274]
[null,null,null,null,null,null,null,null,null,null,110,2.9807584317945524E-3,0,1067.4532875440905,1601.1799313161357,109.16378100836654,78537.873526628144,111,null,null,null,null,null,null,null,null,null,111,1071.7251682586673,1607.5877523880008,79257.552841740864,null,null,null,null,421.62912890911275,0.29277020083967853,8.1038512612481046]
[null,null,null,null,null,null,null,null,null,null,111,2.95704327202214E-3,0,1071.7251682586673,1607.5877523880008,110.16378068824258,79257.552841740864,112,null,null,null,null,null,null,null,null,null,112,1075.9800887885658,1613.9701331828487,79977.685428519457,null,null,null,null,425.42758952991556,0.29806910147982524,8.2505243260365386]
[null,null,null,null,null,null,null,null,null,null,112,2.933702493175963E-3,0,1075.9800887885658,1613.9701331828487,111.16378037317203,79977.685428519457,113,null,null,null,null,null,null,null,null,null,113,1080.2182495495213,1620.3273743242819,80698.269891430042,null,null,null,null,429.22605015071838,0.30341552589252935,8.3985128443208357]
[null,null,null,null,null,null,null,null,null,null,113,2.9107272994006012E-3,0,1080.2182495495213,1620.3273743242819,112.16378006303617,80698.269891430042,114,null,null,null,null,null,null,null,null,null,114,1084.4398470409567,1626.6597705614349,81419.304814341973,null,null,null,null,433.02451077152119,0.30880947407779091,8.547816816100994]
[null,null,null,null,null,null,null,null,null,null,114,2.8881091682373358E-3,0,1084.4398470409567,1626.6597705614349,113.16377975771998,81419.304814341973,115,null,null,null,null,null,null,null,null,null,115,1088.6450739522936,1632.9676109284405,82140.788762236407,null,null,null,null,436.82297139232401,0.31425094603560977,8.6984362413770118]
[null,null,null,null,null,null,null,null,null,null,115,2.8658398400837593E-3,0,1088.6450739522936,1632.9676109284405,114.16377945711197,82140.788762236407,116,null,null,null,null,null,null,null,null,null,116,1092.8341192655803,1639.2511788983704,82862.720282818569,null,null,null,null,440.62143201312682,0.31973994176598597,8.850371120148889]
[null,null,null,null,null,null,null,null,null,null,116,2.8439113081372923E-3,0,1092.8341192655803,1639.2511788983704,115.16377916110407,82862.720282818569,117,null,null,null,null,null,null,null,null,null,117,1097.0071683545912,1645.5107525318867,83585.0979080369,null,null,null,null,444.41989263392963,0.32527646126891963,9.0036214524166276]
[null,null,null,null,null,null,null,null,null,null,117,2.8223158087968925E-3,0,1097.0071683545912,1645.5107525318867,116.16377886959151,83585.0979080369,118,null,null,null,null,null,null,null,null,null,118,1101.164403080548,1651.7466046208219,84307.920155514948,null,null,null,null,448.21835325473245,0.33086050454441057,9.1581872381802256]
[null,null,null,null,null,null,null,null,null,null,118,2.8010458124987773E-3,0,1101.164403080548,1651.7466046208219,117.16377858247262,84307.920155514948,119,null,null,null,null,null,null,null,null,null,119,1105.3060018846008,1657.9590028269013,85031.185529901835,null,null,null,null,452.01681387553526,0.33649207159245897,9.3140684774396867]
[null,null,null,null,null,null,null,null,null,null,119,2.7800940149634436E-3,0,1105.3060018846008,1657.9590028269013,118.16377829964884,85031.185529901835,120,null,null,null,null,null,null,null,null,null,120,1109.4321398772001,1664.1482098158003,85754.892524145529,null,null,null,null,455.81527449633808,0.34217116241306467,9.4712651701950055]
[null,null,null,null,null,null,null,null,null,null,120,2.759453328832599E-3,0,1109.4321398772001,1664.1482098158003,119.16377802102448,85754.892524145529,121,null,null,null,null,null,null,null,null,null,121,1113.5429889244892,1670.3144833867339,86479.03962069322,null,null,null,null,459.61373511714089,0.34789777700622776,9.6297773164461855]
[null,null,null,null,null,null,null,null,null,null,121,2.7391168756758992E-3,0,1113.5429889244892,1670.3144833867339,120.16377774650674,86479.03962069322,122,null,null,null,null,null,null,null,null,null,122,1117.6387177318379,1676.4580765977569,87203.62529262442,null,null,null,null,463.4121957379437,0.3536719153719482,9.7896049161932268]
[null,null,null,null,null,null,null,null,null,null,122,2.7190779783485461E-3,0,1117.6387177318379,1676.4580765977569,121.16377747600546,87203.62529262442,123,null,null,null,null,null,null,null,null,null,123,1121.7194919246292,1682.5792378869437,87928.648004716641,null,null,null,null,467.21065635874652,0.35949357751022604,9.9507479694361276]
[null,null,null,null,null,null,null,null,null,null,123,2.6993301536819142E-3,0,1121.7194919246292,1682.5792378869437,122.16377720943315,87928.648004716641,124,null,null,null,null,null,null,null,null,null,124,1125.7854741264118,1688.6782111896177,88654.106214453888,null,null,null,null,471.00911697954933,0.36536276342106122,10.113206476174888]
[null,null,null,null,null,null,null,null,null,null,124,2.679867105490394E-3,0,1125.7854741264118,1688.6782111896177,123.16377694670481,88654.106214453888,125,null,null,null,null,null,null,null,null,null,125,1129.8368240345201,1694.7552360517802,89379.998372974529,null,null,null,null,474.80757760035215,0.37127947310445381,10.276980436409511]
[null,null,null,null,null,null,null,null,null,null,125,2.6606827178786078E-3,0,{"$f":"($I$2*$N$2*(14.69+K145)*(L145/($C$7*$I$3))^0.5)+M145","v":1129.8368240345201},1694.7552360517802,124.16377668773791,89379.998372974529,126,null,null,null,null,null,null,null,null,null,126,1129.8368240345201,1694.7552360517802,89379.998372974529]

{"sheet":"Shift Calculations","index":4,"n_rows":137,"n_cols":64,"rows_kept":137,"cut":false,"hidden":true,"merged":[[0,0,0,21],[26,35,27,35],[26,34,27,34],[9,43,9,46],[2,7,2,9],[7,7,7,8],[0,22,112,22],[9,23,10,23],[10,33,11,33],[18,33,19,33],[9,0,10,0],[9,11,10,11],[3,7,3,8],[4,7,4,8],[5,7,5,8],[3,3,3,4],[0,63,112,63],[2,38,2,40],[3,24,3,25],[3,38,3,39],[4,38,4,39],[6,38,6,39],[9,24,9,27],[0,23,0,62],[18,34,18,36],[10,34,10,36],[4,31,5,31],[9,28,9,31],[9,38,9,41],[4,27,5,27],[8,28,8,31],[9,33,9,36],[9,47,10,47],[5,38,5,39],[5,43,5,44],[2,28,2,31],[3,28,3,29],[3,43,3,44],[4,43,4,44],[7,38,7,39],[9,42,10,42],[6,43,6,44],[7,43,7,44],[9,3,9,5],[9,7,9,10],[9,1,9,2],[2,1,2,2],[1,1,1,2],[2,3,2,5],[1,48,8,62],[2,24,2,27],[2,43,2,45],[1,3,1,5],[1,16,7,21],[1,13,1,14],[8,24,8,27]]}
["EFV I Series 1800",null,null,null,null,null,null,null,null,null,null,null,null,null,null,null,null,null,null,null,null,null,{"$f":"A1","v":"EFV I Series 1800"},"CEFV 3900 & 5500 Shift",null,null,null,null,null,null,null,null,null,null,null,null,null,null,null,null,null,null,null,null,null,null,null,null,null,null,null,null,null,null,null,null,null,null,null,null,null,null,null,{"$f":"X1","v":"CEFV 3900 & 5500 Shift"}]
[null,"Data -Old EFV \nCalculator",null,"Flow Data from CV Calculation",null,null,null,null,null,null,null,null,null,"Test Data (8-3-12)",null,null,"The Curve Fit Data from the Old EFV Calculator was compared to the theoretical Curve generated by the Cv Value.  The difference between these two values was plotted and the equation for the linear fit of these data points was used to generate a shift for the CV generated Curve.  The shifted Cv Curve was then plotted vs test data to show that the  shape holds up to empirical testing.  The green data is an offset curve at 41% of the minimum trip flow to simulate what perfect test data should have plotted on the chart.  It was very close to the actual data points.",null,null,null,null,null,null,null,null,null,null,null,null,null,null,null,null,null,null,null,null,null,null,null,null,null,null,null,null,null,null,null,"A similar approach was used to calculate the needed shift for the 3900 and 5500 CEFV.  The Cv Curve did not fit match the empirical data so a shift was created by taking an average of the 3900 from 1¼ and 2 IPS sizes and the 5500 from 1¼ and 2 IPS, then taking the difference at these points from the Cv Curve.  The differences for the 3900 and 5500 were then averaged and plotted with a 2nd order polynomial was used to fit the difference data.  This polynomial was used to create the shift coefficients that are listed in the boxes.  They are a little low for the 5500 and a little high for the 3900 but over estimate the two models very well.  The new shifted max and min trip are plotted on the chart along with data points so the shift can be seen.  The shift moves the shifted test curve to follow the data fairly close."]
[null,"Curve Fit Coefficients",null,"Values Used for Calculation",null,null,null,"Shift Values",null,null,null,null,null,"Pressure","Flowrate",null,null,null,null,null,null,null,null,null,"Values Used for Calculation",null,null,null,"Values Used for Calculation",null,null,null,null,null,null,null,null,null,"Shift Values",null,null,null,null,"Shift Values"]
[null,"a =",1610," Numeric Constant",null,1360,null,"Shift Coefficient A",null,4.8769999999999998,null,null,null,9.94,2539.7080000000001,null,null,null,null,null,null,null,null,null," Numeric Constant",null,1360,null," Numeric Constant",null,1360,null,null,null,null,null,null,null,"Shift Coefficient A",null,2.8299999999999999E-2,null,null,"Shift Coefficient A",null,2.8299999999999999E-2]
[null,"b =",58.4392,"Temp °R Upstream",null,{"$f":"60+459.67","v":519.67000000000007},null,"Shift Coefficient B",null,-44.103000000000002,null,null,null,31.803999999999995,3495.9379999999996,null,null,null,null,null,null,null,null,null,"Temp °R Upstream",null,{"$f":"60+459.67","v":519.67000000000007},"Data Curve \n% of Min","Temp °R Upstream",null,{"$f":"60+459.67","v":519.67000000000007},"Data Curve \n% of Min",null,null,null,null,null,null,"Shift Coefficient B",null,18.369,null,null,"Shift Coefficient B",null,18.369]
[null,"c =",-0.42149999999999999,"Specific Gravity",null,0.6,null,"P Drop (iwc)",null,83.423080049267028,null,null,null,50.756,4450.9319999999998,null,null,null,null,null,null,null,null,null,"Specific Gravity",null,0.6,null,"Specific Gravity",null,0.6,null,null,null,null,null,null,null,"Shift Coefficient C",null,-186.52,null,null,"Shift Coefficient C",null,-186.52]
[null,"d =",2.0100000000000001E-3,"Flow Coefficient - Cv",null,2.7087540899626275,null,null,null,null,null,null,null,71.46599999999998,5200.0140000000001,null,null,null,null,null,null,null,null,null,"Flow Coefficient - Cv",null,17.573884444444445,{"$f":"(AI15-Z22)/Z22","v":0.25251464406635477},"Flow Coefficient - Cv",null,17.573884444444445,{"$f":"(AI23-AD22)/AD22","v":0.31672223715432951},null,null,null,null,null,null,"P Drop (psi)",null,9.3525300747582154,null,null,"P Drop (psi)",null,18.600527226717624]
[null,"Max %",0.5,"P Drop (iwc)",null,83.857362600159107,null,"Test Data Offset From Min",null,{"$f":"(O4-J22)/J22","v":0.41094888267614837},null,null,null,94.82,6013,null,null,null,null,null,null,null,null,null,"P Drop (psi)",null,9.3525283183951373,null,"P Drop (psi)",null,18.600524745693374,null,null,null,null,null,null,null,"Test Data Offset",null,{"$f":"(AI15-AO22)/AO22","v":0.25251452645804101},null,null,"Test Data Offset",null,{"$f":"(AI23-AT22)/AT22","v":0.31672214933907911}]
[]
["P","Curve Fit Data",null,"Cv Calculated Data",null,null,null,"Shifted Cv Calculated Data",null,null,null,"Test Data Shifted Curve  ",null,null,null,null,null,null,null,null,null,null,null,"P","3900 Cv Calculated Data",null,null,null,"5500 Cv Calculated Data",null,null,null,null,"Data from lab test 2012 012",null,null,null,null,"3900 Shifted Cv Calculated Data",null,null,null,"Test Data Shifted Curve  ","5500 Shifted Cv Calculated Data",null,null,null,"Test Data Shifted Curve  "]
[null,"Min Trip Point","Max Trip Point","x","Min Trip Flow","Max Trip Flow","Min Trip Flow Difference","x","Shift","Min Trip Flow","Max Trip Flow",null,null,null,null,null,null,null,null,null,null,null,null,null,"x","Min Trip Flow","Max Trip Flow","Curve at Data","x","Min Trip Flow","Max Trip Flow","Curve at Data",null,null,"CEFV Series 3900\nAverage of Qualification Data",null,null,null,"X","Shift","Min Trip Flow","Max Trip Flow",null,"X","Shift","Min Trip Flow","Max Trip Flow"]
[0,{"$f":"(1800/2154)*(C$4+C$5*$A12+C$6*$A12^2+C$7*$A12^3)","v":1345.4038997214486},{"$f":"(1+C$8)*B12","v":2018.1058495821731},{"$f":"($F$8*0.0361)/(14.59+A12)","v":0.20748805962068156},{"$f":"($F$4*$F$7*(14.59+A12)*(D12/($F$6*$F$5))^0.5)","v":1386.503233344579},{"$f":"E12*(1+$C$8)","v":2079.7548500168687},{"$f":"B12-E12","v":-41.099333623130406},{"$f":"($J$6*0.0361)/(14.59+A12)","v":0.2064135154063427},{"$f":"($J$4*A12)+$J$5","v":-44.103000000000002},{"$f":"($F$4*$F$7*(14.59+A12)*(H12/($F$6*$F$5))^0.5)+I12","v":1338.805344629417},{"$f":"J12*(1+$C$8)","v":2008.2080169441256},{"$f":"J12*(1+$J$8)","v":1888.985905125732},null,null,null,null,null,null,null,null,null,null,null,0,{"$f":"($AA$8*0.0361)/(14.59+X12)","v":2.3140937100347116E-2},{"$f":"($AA$4*$AA$7*(14.59+X12)*(Y12/($AA$6*$AA$5))^0.5)","v":3004.0903438156579},{"$f":"Z12*(1+$C$8)","v":4506.1355157234866},{"$f":"Z12*(1+$AB$7)","v":3762.6671477274422},{"$f":"($AE$8*0.0361)/(14.59+X12)","v":4.6023231207644337E-2},{"$f":"($AE$4*$AE$7*(14.59+X12)*(AC12/($AE$6*$AE$5))^0.5)","v":4236.5376624876517},{"$f":"AD12*(1+$C$8)","v":6354.8064937314775},{"$f":"AD12*(1+$AF$7)","v":5578.343348739314},null,null,10,60,108,null,{"$f":"($AO$7*0.0361)/(14.59+X12)","v":2.314094144611183E-2},{"$f":"$AO$4*X12^2+$AO$5*X12+$AO$6","v":-186.52},{"$f":"($AA$4*$AA$7*(14.59+X12)*(AM12/($AA$6*$AA$5))^0.5)+AN12","v":2817.5706258930245},{"$f":"AO12*(1+$C$8)","v":4226.355938839537},{"$f":"AO12*(1+$AO$8)","v":3529.0481382524881},{"$f":"($AT$7*0.0361)/(14.59+X12)","v":4.6023237346436346E-2},{"$f":"$AT$4*X12^2+$AT$5*X12+$AT$6","v":-186.52},{"$f":"($AE$4*$AE$7*(14.59+X12)*(AR12/($AE$6*$AE$5))^0.5)+AS12","v":4050.0179450321634},{"$f":"AT12*(1+$C$8)","v":6075.0269175482454},{"$f":"AT12*(1+$AO$8)","v":5072.7063085685286}]
[1,1393.8883370473538,2090.8325055710307,0.19417901153725106,1433.2313471627601,2149.8470207441401,{"$f":"B13-E13","v":-39.343010115406287},0.19317339254512764,-39.225999999999999,1390.2893030366295,{"$f":"J13*(1+$C$8)","v":2085.4339545549442},1961.6271387161335,null,null,null,null,null,null,null,null,null,null,null,1,{"$f":"($AA$8*0.0361)/(14.59+X13)","v":2.1656592193333192E-2},3105.3345905869382,4658.0018858804069,3889.4770494359386,{"$f":"($AE$8*0.0361)/(14.59+X13)","v":4.3071131707474716E-2},4379.3180104354851,6568.9770156532277,{"$f":"AD13*(1+$AF$7)","v":5766.3454079108587},null,"1¼",4842.8725599999998,9648.8674193548413,13057.050239999999,null,{"$f":"($AO$7*0.0361)/(14.59+X13)","v":2.1656596260344555E-2},{"$f":"$AO$4*X13^2+$AO$5*X13+$AO$6","v":-168.12270000000001},2937.2121821709138,{"$f":"AO13*(1+$C$8)","v":4405.818273256371},{"$f":"AO13*(1+$AO$8)","v":3678.9009254585917},{"$f":"($AT$7*0.0361)/(14.59+X13)","v":4.3071137452502004E-2},{"$f":"$AT$4*X13^2+$AT$5*X13+$AT$6","v":-168.12270000000001},4211.1956025023483,{"$f":"AT13*(1+$C$8)","v":6316.7934037535224},{"$f":"AT13*(1+$AO$8)","v":5274.5836658904136}]
[2,1441.6783955431758,2162.5175933147639,0.18247442976888148,1478.4833353490963,2217.7250030236446,-36.804939805920412,0.1815294267497613,-34.349000000000004,1440.3009630712834,2160.4514446069252,2032.1910345628078,null,null,null,null,null,null,null,null,null,null,null,2,2.0351191820015942E-2,3203.38056515067,4805.070847726005,4012.2810683687699,4.0474921236861416E-2,4517.5879745028642,6776.3819617542958,5948.4085443289068,null,2,4926.7416800000001,8882.4149494949452,13089.751920000002,null,2.0351195641878938E-2,-149.6688,3053.7120659409425,4580.5680989114135,3824.818722211226,4.0474926635594106E-2,-149.6688,4367.919475791271,6551.879213686907,5470.8825938275586]
[3,1488.7841532033428,2233.1762298050144,0.17210067025956474,1522.3908339582174,2283.586250937326,-33.60668075487456,0.17120939111873451,-29.472000000000001,1488.9716194855471,2233.4574292283205,2100.8628428496281,null,null,null,null,null,null,null,null,null,null,null,3,1.9194216730759776E-2,3298.5134789590138,4947.7702184385207,4131.4364360464233,3.8173902405885779E-2,4651.7497759683038,6977.6246639524561,6125.0623716951359,null,"Average",{"$f":"AVERAGE(AI13:AI14)","v":4884.8071199999995},{"$f":"AVERAGE(AJ13:AJ14)","v":9265.6411844248942},{"$f":"AVERAGE(AK13:AK14)","v":13073.40108},null,1.9194220335348015E-2,-131.1583,3167.3554886820539,4751.0332330230813,3967.1587600308799,3.8173907497697911E-2,-131.1583,4520.5917862042725,6780.8876793064082,5662.106880407754]
[4,1535.2156880222842,2302.8235320334261,0.16284296879320839,1565.0670048707198,2347.6005073060796,-29.851316848435545,0.16199963366210543,-24.595000000000002,1536.4141407569014,2304.621211135352,2167.8018152287846,null,null,null,null,null,null,null,null,null,null,null,4,1.8161714485963661E-2,3390.9785160869965,5086.4677741304949,4247.25024911336,3.6120438048387889E-2,4782.1491872451497,7173.2237808677246,6296.7621762351919,null,"Cv Curve Data",{"$f":"VLOOKUP(AI12,$X$12:$AF$137,5)","v":4884.8071199999995},{"$f":"VLOOKUP(AJ12,$X$12:$AF$137,5)","v":8507.627358710497},{"$f":"VLOOKUP(AK12,$X$12:$AF$137,5)","v":10906.758026230937},null,1.8161717896652586E-2,-112.59120000000001,3278.3876344922974,4917.581451738446,4106.2281355620171,3.6120442866299424E-2,-112.59120000000001,4669.558306177757,7004.3374592666351,5848.6896106304457]
[5,1580.9830779944291,2371.4746169916434,0.15453041295894557,1606.6099738735638,2409.9149608103457,-25.626895879134736,0.1537301270943614,-19.718000000000004,1582.7263982543766,2374.089597381565,2233.1460431990577,null,null,null,null,null,null,null,null,null,null,null,5,1.7234623394286087E-2,3480.9882824067131,5221.4824236100694,4359.9887995377958,3.4276617831522756E-2,4909.0860371272493,7363.6290556908734,6463.902749189273,null,"Difference",{"$f":"AI15-AI16","v":0},{"$f":"AJ15-AJ16","v":758.01382571439717},{"$f":"AK15-AK16","v":2166.643053769063},null,1.7234626630871445E-2,-93.967500000000015,3387.0211092637301,5080.5316638955956,4242.2931407728502,3.4276622403496999E-2,-93.967500000000015,4815.1188645255688,7222.6782967883537,6031.0063244404237]
[6,1626.0964011142062,2439.1446016713094,0.14702529333976416,1647.1054873823421,2470.658231073513,-21.009086268135889,0.14626387517137154,-14.841000000000001,1627.993916072538,2441.990874108807,2297.0161968861148,null,null,null,null,null,null,null,null,null,null,null,6,1.6397584861295018E-2,3568.7285618189162,5353.0928427283743,4469.8847843760541,3.2611896227272015E-2,5032.822328551445,7549.2334928271675,6626.8290756505203,null,null,null,null,null,null,1.6397587940688275E-2,-75.287200000000013,3493.4416969145486,5240.1625453718225,4375.5864727197013,3.2611900577197976E-2,-75.287200000000013,4957.5354642020257,7436.3031963030389,6209.3851843439452]
[7,1670.5657353760446,2505.848603064067,0.14021541407437443,1686.6289944679686,2529.943491701953,-16.06325909192401,0.13948926307450393,-9.9640000000000057,1672.2919476599552,2508.4379214899327,2359.5184550591339,null,null,null,null,null,null,null,null,null,null,null,7,1.5638085794074313E-2,3654.3628273108543,5481.544240966281,4577.1429559385724,3.1101386906879615E-2,5153.5886003458081,7730.3829005187126,6785.8447112203821,null,null,"CEFV Series 5500\nAverage of Qualification Data",null,null,null,1.5638088730837035E-2,-56.550300000000021,3597.8128704473538,5396.7193056710312,4506.3128837130125,3.1101391055326832E-2,-56.550300000000021,5097.0386440505699,7645.5579660758549,6384.1149435913358]
[8,1714.4011587743735,2571.6017381615602,0.13400844576652252,1725.2472991994623,2587.8709487991937,-10.846140425088834,0.13331443956522973,-5.0870000000000033,1715.6871238778335,2573.5306858167505,2420.746830457284,null,null,null,null,null,null,null,null,null,null,null,8,1.4945828786811175E-2,3738.0358210323043,5607.0537315484562,4681.944605887561,2.9724610151373655E-2,5271.5889760548043,7907.383464082206,6941.2184299089831,null,null,10,60,105,null,1.4945831593571119E-2,-37.756799999999998,3700.2793720255104,5550.4190580382656,4634.6536654149895,2.9724614116180003E-2,-37.756799999999998,5233.8325276292844,7850.7487914439262,6555.4512699042853]
[9,1757.6127493036213,2636.419123955432,0.12832771470393151,1763.0198869581839,2644.5298304372759,-5.4071376545625753,0.12766312801095972,-0.21000000000000085,1758.238775875418,2637.3581638131272,2480.7850362992999,null,null,null,null,null,null,null,null,null,null,null,9,1.4312262496569073E-2,3819.8764279764241,5729.8146419646364,4784.4511645643497,2.8464558852036068E-2,5387.0052165661409,8080.5078248492118,7093.1895603190123,null,"1¼",7261.9763200000043,14204.868160000009,18795.053770491795,null,1.4312265184348097E-2,-18.906700000000001,3800.9700866542798,5701.4551299814193,4760.7702481669648,2.8464562648770932E-2,-18.906700000000001,5368.098875837999,8052.1483137569985,6723.6218214501741]
[10,1800.2105849582174,2700.315877437326,0.12310901951467035,1800.0000000625155,2700.0000000937735,0.21058489570191341,0.1224714595273908,4.6669999999999945,{"$f":"($F$4*$F$7*(14.59+A22)*(H22/($F$6*$F$5))^0.5)+I22","v":1800.0000079258243},2700.0000118887365,2539.7080000000001,null,null,null,null,null,null,null,null,null,null,null,10,1.3730226608136008E-2,3900.0000064998967,5850.000009749845,4884.8071199999995,2.7306992408276977E-2,5500.0000067417359,8250.0000101126043,7241.9723132258059,null,2,7221.9683064516075,13575.675691056907,17178.144552845533,null,1.3730229186611289E-2,0,3900.0003727011781,5850.0005590517667,4884.8071199999995,2.7306996050610259E-2,0,5500.0003735494774,8250.0005603242171,6888.8303633953728]
[11,1842.2047437325909,2763.3071155988864,0.11829819421124439,1836.2355182928097,2754.3532774392147,5.9692254397812121,0.11768554864316295,9.5439999999999969,{"$f":"($F$4*$F$7*(14.59+A23)*(H23/($F$6*$F$5))^0.5)+I23","v":1841.0185756679834},2761.5278635019749,2597.5831023247756,null,null,null,null,null,null,null,null,null,null,null,11,1.3193680042753593E-2,3978.5102961269904,5967.7654441904851,4983.1424074678253,2.6239896182865607E-2,5610.719645910619,8416.079468865928,7387.7593242091771,null,"Average",{"$f":"AVERAGE(AI21:AI22)","v":7241.9723132258059},{"$f":"AVERAGE(AJ21:AJ22)","v":13890.271925528457},{"$f":"AVERAGE(AK21:AK22)","v":17986.599161668666},null,1.3193682520467823E-2,18.963299999999975,3997.4739697002115,5996.2109545503172,5006.8942161874056,2.6239899682864647E-2,18.963299999999975,5629.6833201025092,8444.5249801537648,7051.2601377869269]
[12,1883.6053036211702,2825.407955431755,0.1138492211307162,1871.7696859002369,2807.6545288503553,11.835617720933215,0.11325961601273185,14.420999999999999,1881.3376112305205,2822.0064168457807,2654.4712005023171,null,null,null,null,null,null,null,null,null,null,null,12,1.2697490496204004E-2,4055.5009927353913,6083.2514891030869,5079.5743824267174,2.5253062930407327E-2,5719.2962692848532,8578.9444039272803,7530.7245786411622,null,"Cv Curve Data",{"$f":"VLOOKUP(AI20,$X$12:$AF$137,9)","v":7241.9723132258059},{"$f":"VLOOKUP(AJ20,$X$12:$AF$137,9)","v":12612.985583558479},{"$f":"VLOOKUP(AK20,$X$12:$AF$137,9)","v":15970.739602223384},null,1.2697492880736051E-2,37.983199999999982,4093.4845735378672,6140.2268603068005,5127.1488921880782,2.5253066298777972E-2,37.983199999999982,5757.2798507179705,8635.9197760769566,7211.0766459084398]
[13,1924.4223426183848,2886.633513927577,0.1097227542539233,1906.6417165975574,2859.9625748963363,17.780626020827413,0.1091545193830569,19.297999999999995,1920.9962266539246,2881.4943399808872,2710.4274796224522,null,null,null,null,null,null,null,null,null,null,null,13,1.2237269746069751E-2,4131.0570593695529,6196.5855890543298,5174.2094623340581,2.4337765252610759E-2,5825.8496965424647,8738.7745448136975,7671.0258457562659,null,"Difference",{"$f":"AI23-AI24","v":0},{"$f":"AJ23-AJ24","v":1277.2863419699788},{"$f":"AK23-AK24","v":2015.8595594452818},null,1.2237272044174397E-2,57.059699999999992,4188.1171472665737,6282.1757208998606,5245.6775654593948,2.4337768498894755E-2,57.059699999999992,5882.9097850818762,8824.3646776228143,7368.4299636572023]
[14,1964.665938718663,2946.9989080779947,0.10588495242622399,1940.8873006656231,2911.3309509984347,23.778638053039913,0.10533659285689191,24.17499999999999,1960.0300196822368,2940.045029523355,2765.5021662823615,null,null,null,null,null,null,null,null,null,null,null,14,1.1809243522002954E-2,4205.2558249714475,6307.8837374571713,5267.1445028220778,2.3486496793267954E-2,5930.4889813195168,8895.7334719792743,7808.8067189021349,null,null,null,null,null,null,1.1809245739726184E-2,76.192800000000005,4281.449019835567,6422.1735297533505,5362.5770916335896,2.3486499926005815E-2,76.192800000000005,6006.6821768375639,9010.0232652563463,7523.4566823056566]
[15,2004.3461699164343,3006.5192548746513,0.10230654916748036,1974.5390328631383,2961.8085492947075,29.807137053295946,0.1017767215200588,29.052,1998.4715005633373,2997.707250845006,2819.7411307799666,null,null,null,null,null,null,null,null,null,null,null,15,1.1410147762557095E-2,4278.1679115183824,6417.2518672775732,5358.4679589515472,2.2692765911440718E-2,6033.3137187121702,9049.9705780682561,7944.1983371565957,null,null,"Pressure","Ave Diff \nFlow",null,null,1.1410149905331924E-2,95.382499999999965,4373.5508132287841,6560.3262198431767,5477.9359257714314,2.2692768938307073E-2,95.382499999999965,6128.6966210878381,9193.0449316317572,7676.2815461668297]
[16,2043.473114206128,3065.2096713091919,9.8962104931864789E-2,2007.626775751685,3011.4401636275275,35.846338454442957,9.8449597573669168E-2,33.928999999999995,2036.3504544319526,3054.5256816479286,2873.1863984178308,null,null,null,null,null,null,null,null,null,null,null,16,1.103714522046631E-2,4349.8580212272245,6524.7870318408368,5448.2608711965959,2.1950929824110194E-2,6134.4151554364771,9201.6227331547161,8077.3208470997415,null,null,null,null,null,null,1.1037147293192925E-2,114.62879999999998,4464.4872296691683,6696.7308445037525,5591.8351083470498,2.1950932752027013E-2,114.62879999999998,6249.0443645548357,9373.5665468322532,7827.0188430856906]
[17,2082.0568495821726,3123.0852743732589,9.5829401388595886E-2,2040.1779699649035,3060.2669549473553,41.878879617269149,9.5333117751773971E-2,38.80599999999999,2073.6942507743779,3110.5413761615669,2925.8765861420616,null,null,null,null,null,null,null,null,null,null,null,17,1.0687757907377792E-2,4420.385608804293,6630.57841320644,5536.5977074475459,2.1256060250697401E-2,6233.8771378731099,9350.8157068096643,8208.2846511255102,null,null,10,{"$f":"AVERAGE(AI17,AI25)","v":0},null,null,1.068775991449103E-2,133.93170000000001,4554.3177238686194,6831.4765858029295,5704.3491072507677,2.125606308592929E-2,133.93170000000001,6367.8092536248168,9551.7138804372262,7975.7735918790195]
[18,2120.1074540389973,3180.1611810584959,9.2888947218955006E-2,2072.2179005947041,3108.3268508920564,47.889553444293142,9.2407891677770471E-2,43.683,2110.5281091240095,3165.7921636860142,2977.8472774251254,null,null,null,null,null,null,null,null,null,null,null,18,1.035981197588415E-2,4489.8054586154822,6734.7081879232228,5623.5470859249472,2.0603833793173695E-2,6331.7769260252135,9497.6653890378202,8337.1914791980817,null,null,60,{"$f":"AVERAGE(AJ17,AJ25)","v":1017.650083842188},null,null,1.0359813921410603E-2,153.29119999999998,4643.0970801981757,6964.645620297264,5815.5465407031315,2.0603836541408599E-2,153.29119999999998,6485.0685483060843,9727.6028224591264,8122.6425618295307]
[19,2157.6350055710304,3236.4525083565459,9.012357219010847E-2,2103.7699270500402,3155.6548905750606,53.86507852099021,8.9656838040444761E-2,48.559999999999995,2146.8753283241463,3220.3129924862196,3029.1313457439437,null,null,null,null,null,null,null,null,null,null,null,19,1.0051392446980185E-2,4558.1681827136053,6837.252274070408,5709.172398966115,1.9990441896979183E-2,6428.1858958646781,9642.2788437970175,8464.135313646846,null,null,106.5,{"$f":"AVERAGE(AK17,AK25)","v":2091.2513066071724},null,null,1.0051394334586829E-2,172.70729999999995,4730.8759107154065,7096.3138660731092,5925.4908010414611,1.999044456339703E-2,172.70729999999995,6600.8936245752866,9901.3404368629308,8267.715152384817]
[20,2194.6495821727021,3291.9743732590532,8.7518091641102733E-2,2134.8556823296371,3202.2835234944559,59.793899843064992,8.7064850817535108E-2,53.436999999999991,2182.7574852840498,3274.1362279260748,3079.7592350145296,null,null,null,null,null,null,null,null,null,null,null,20,9.7608057905193522E-3,4625.5206525959775,6938.2809788939667,5793.5323538078237,1.9412516430168569E-2,6523.1701482210219,9784.7552223315324,8589.2031909039233,null,null,null,null,null,null,9.7608076235551188E-3,192.17999999999998,4817.7010869220258,7226.5516303830391,6034.2405955025306,1.9412519019500037E-2,192.17999999999998,6715.3505832663495,10073.025874899524,8411.0741557995825]
[21,2231.1612618384402,3346.74189275766,8.505902753205237E-2,2165.49524654065,3248.2428698109752,65.666015297790182,8.461852176955717E-2,58.314,2218.1946080477069,3327.2919120715605,3129.7592037831691,null,null,null,null,null,null,null,null,null,null,null,21,9.4865488141068956E-3,4691.9063751615076,7037.8595627422619,5876.6814434780772,1.886706780892191E-2,6616.7910389772878,9925.1865584659317,8712.4758996248947,null,null,null,null,null,null,9.4865505956384256E-3,211.70930000000001,4903.6161157210263,7355.4241735815394,6141.8504171143395,1.8867070325498909E-2,211.70930000000001,6828.5007802664104,10242.751170399615,8552.7964212137467]
[22,2267.1801225626746,3400.7701838440116,8.2734375235467172E-2,2195.7072986181834,3293.5609479272753,71.472823944491211,8.230590843887782E-2,63.190999999999995,2253.2053271199766,3379.8079906799649,3179.1575387398766,null,null,null,null,null,null,null,null,null,null,null,22,9.2272826535683087E-3,4757.3658214363195,7136.0487321544788,5958.6703585297537,1.835143326918641E-2,6709.1056426574778,10063.658463986216,8834.0285911046885,null,null,null,null,null,null,9.2272843864108101E-3,231.29519999999999,4988.6614681423325,7482.9922022134988,6248.3709564297696,1.8351435716985685E-2,231.29519999999999,6940.4012901032747,10410.601935154911,8692.953435302481]
[23,2302.7162423398327,3454.0743635097488,8.0533407551629257E-2,2225.5092495022714,3338.2638742534073,77.206992837561302,8.0116339180062238E-2,68.067999999999984,2287.8070082982722,3431.7105124474083,3227.9787421371093,null,null,null,null,null,null,null,null,null,null,null,23,8.981810914979101E-3,4821.9367151238866,7232.9050726858295,6039.5463484538832,1.7863233395039393E-2,6800.1671593562087,10200.250739034313,8953.9313150909093,null,null,null,null,null,null,8.9818126017231058E-3,250.93769999999998,5072.8748678929633,7609.3123018394454,6353.8494629398529,1.7863235777720303E-2,250.93769999999998,7051.1053128751091,10576.657969312664,8831.6118319615452]
[24,2337.7796991643449,3506.6695487465176,7.8446509195795378E-2,2254.9173594691169,3382.3760392036756,82.862339695228002,7.804024850423788E-2,72.944999999999993,2322.0158696995809,3483.0238045493716,3276.2456969089089,null,null,null,null,null,null,null,null,null,null,null,24,8.7490612151869505E-3,4885.6542868226989,7328.4814302340483,6119.3535400909932,1.7400335406051588E-2,6890.0252732508143,10335.037909876221,9072.2494918446828,null,null,null,null,null,null,8.7490628582215998E-3,270.63679999999999,5156.2915455747125,7734.4373183620683,6458.3300634851121,1.7400337726989019E-2,270.63679999999999,7160.6625327625607,10740.993799143842,8968.8338413489364]
[25,2372.3805710306406,3558.5708565459609,7.646503636943025E-2,2283.9468418617325,3425.9202627925988,88.43372916890803,7.606903737758372E-2,77.822000000000003,2355.8470852221662,3533.7706278332494,3323.9798126500768,null,null,null,null,null,null,null,null,null,null,null,25,8.5280695199309014E-3,4948.5514987760089,7422.8272481640133,6198.1332191334595,1.6960822008576175E-2,6978.7264695561216,10468.089704334183,9189.0443294820725,null,null,null,null,null,null,8.5280711214642986E-3,290.39250000000004,5238.9444634339307,7858.416695150896,6561.8540437579259,1.6960824270889272E-2,290.39250000000004,7269.1194349835559,10903.679152475333,9104.6776868753714]
[26,2406.5289359331477,3609.7934038997219,7.4581197089572393E-2,2312.6119550986482,3468.9179326479725,93.916980834499554,7.4194954170449356E-2,82.698999999999984,2389.3148763157101,3583.9723144735653,3371.201155099151,null,null,null,null,null,null,null,null,null,null,null,26,8.3179667970944664E-3,5010.6592442240126,7515.9888663360189,6275.9240798170295,1.6542964851429681E-2,7066.3143156621263,10599.471473493189,9304.3731941542992,null,null,null,null,null,null,8.3179683591715087E-3,310.20479999999998,5320.8645147137122,7981.2967720705683,6664.4600979940396,1.6542967058007053E-2,310.20479999999998,7376.5195869309991,11064.7793803965,9239.1979373333452]
[27,2440.2348718662952,3660.3523077994428,7.278794878253772E-2,2340.9260845400904,3511.3891268101356,99.308787326204765,7.2410992781402728E-2,87.575999999999993,2422.4325936352325,3633.6488904528487,3417.9285613479155,null,null,null,null,null,null,null,null,null,null,null,27,8.1179675954331423E-3,5072.0065247805842,7608.0097871708767,6352.7624470877827,1.614520181100098E-2,7152.8297112806877,10729.244566921032,9418.2899394214637,null,null,null,null,null,null,8.1179691199512287E-3,330.07370000000003,5402.0807010306571,8103.1210515459861,6766.1845511395359,1.6145203964522872E-2,330.07370000000003,7482.9038883194717,11224.355832479207,9372.4458202094975]
[28,2473.5084568245125,3710.2626852367684,7.1078910304431642E-2,2368.9018155455933,3553.35272331839,104.60664127891914,7.0710805113372618E-2,92.452999999999975,2455.2127899092816,3682.8191848639226,3464.17974265469,null,null,null,null,null,null,null,null,null,null,null,28,7.9273602323095653E-3,5132.6206087247574,7698.9309130871361,6428.6824748645267,1.5766117476391894E-2,7238.3111116770915,10857.466667515637,9530.8452001865007,null,null,null,null,null,null,7.9273617210324394E-3,349.99919999999997,5482.6202906663566,8223.9304359995349,6867.0615571132194,1.5766119579349758E-2,349.99919999999997,7588.3107944168278,11382.466191625241,9504.4695012854336]
[29,2506.3597688022282,3759.5396532033424,6.9448286071707818E-2,2396.5509988544404,3594.8264982816609,109.80876994778782,6.9088625597121811E-2,97.329999999999984,2487.6672851508602,3731.5009277262902,3509.9713764536136,null,null,null,null,null,null,null,null,null,null,null,29,7.7454983320501131E-3,5192.5271726583551,7788.7907589875322,6503.7163234670552,1.5404426320704996E-2,7322.7947274436374,10984.192091165456,9642.0866557415138,null,null,null,null,null,null,7.7454997866201322E-3,369.98130000000003,5562.5089602250473,8343.7634403375705,6967.1232762348855,1.5404428375418817E-2,369.98130000000003,7692.7765158177817,11539.164773726672,9635.3143348570484]
[30,2538.7988857938722,3808.198328690808,6.7890800400667042E-2,2423.8848092525404,3635.8272138788107,114.91407654133172,6.7539205870790306E-2,102.20699999999999,2519.8072251721883,3779.7108377582827,3555.3191889159853,null,null,null,null,null,null,null,null,null,null,null,30,7.5717935028944703E-3,5251.7504286175517,7877.6256429263276,6577.8943188252388,1.505895813679145E-2,7406.3147037595299,11109.472055639295,9752.0592658032529,null,null,null,null,null,null,7.5717949248434975E-3,390.02,5641.7709217451738,8462.6563826177608,7066.4000344344022,1.5058960145425123E-2,390.02,7796.3351977038146,11694.502796555722,9765.0230882601518]
[31,2570.8358857938724,3856.2538286908084,6.6401640488390951E-2,2450.9137983495525,3676.3706975243285,119.92208744431991,6.605775805612063E-2,107.08399999999997,2551.6431342249925,3827.4647013374888,3600.2380292230187,null,null,null,null,null,null,null,null,null,null,null,31,7.4057089777158237E-3,5310.313238423314,7965.469857634971,6651.2450957046294,1.4728645389768168E-2,7488.9032816543231,11233.354922481485,9860.80548285228,null,null,null,null,null,null,7.4057103684749192E-3,410.11529999999993,5720.4290370498547,8580.6435555747812,7164.920466477327,1.4728647354343195E-2,410.11529999999993,7899.0190811066313,11848.528621659947,9893.6361438553031]
[32,{"$f":"(1800/2154)*(C$4+C$5*$A44+C$6*$A44^2+C$7*$A44^3)","v":2602.4808467966573},{"$f":"(1+C$8)*B44","v":3903.7212701949857},{"$f":"($F$8*0.0361)/(14.59+A44)","v":6.4976406736762041E-2},{"$f":"($F$4*$F$7*(14.59+A44)*(D44/($F$6*$F$5))^0.5)","v":2477.6479421732297},{"$f":"E44*(1+$C$8)","v":3716.4719132598448},124.83290462342757,{"$f":"($J$6*0.0361)/(14.59+A44)","v":6.4639905339741136E-2},{"$f":"($J$4*A44)+$J$5","v":111.96099999999998},2583.1849624714464,3874.7774437071694,{"$f":"J44*(1+$J$8)","v":3644.7419365449159},null,null,null,null,null,null,null,null,null,null,null,32,7.2467540737081865E-3,{"$f":"($AA$4*$AA$7*(14.59+X44)*(Y44/($AA$6*$AA$5))^0.5)","v":5368.2372168024749},{"$f":"Z44*(1+$C$8)","v":8052.3558252037128},{"$f":"Z44*(1+$AB$7)","v":6723.7957268671107},1.441251219831575E-2,{"$f":"($AE$4*$AE$7*(14.59+X44)*(AC44/($AE$6*$AE$5))^0.5)","v":7570.5909434350742},{"$f":"AD44*(1+$C$8)","v":11355.88641515261},9968.3654436201359,null,null,null,null,null,null,7.2467554346162602E-3,430.2672,{"$f":"($AA$4*$AA$7*(14.59+X44)*(AM44/($AA$6*$AA$5))^0.5)+AN44","v":5798.5049208679475},8697.7573813019208,7262.7116451255379,1.4412514120723465E-2,430.2672,{"$f":"($AE$4*$AE$7*(14.59+X44)*(AR44/($AE$6*$AE$5))^0.5)+AS44","v":8000.858648335322},12001.287972502983,10021.191681177439]
[33,2633.7438467966572,3950.615770194986,6.3611069339477702E-2,2504.0966841897798,3756.1450262846697,129.64716260687737,6.3281638785008185E-2,116.83799999999999,2614.4421288929893,3921.6631933394838,3688.8442005830143,null,null,null,null,null,null,null,null,null,null,null,33,7.0944793505792062E-3,5425.5428245985177,8138.3142368977769,6795.5718398187773,1.4109664705180307E-2,7651.4065441374523,11477.109816206179,10074.777142173944,null,null,null,null,null,null,7.0944806828907667E-3,450.47570000000007,5876.019034044858,8814.0285510672875,7359.7991978851314,1.4109666587192819E-2,450.47570000000007,8101.88275442748,12152.82413164122,10147.725841580304]
[34,2664.6349637883013,3996.952445682452,6.2301930229795098E-2,2530.2689742763037,3795.4034614144557,134.36598951199767,6.1979279476817035E-2,121.71499999999997,2645.4235601617202,3968.1353402425802,3732.5574164153381,null,null,null,null,null,null,null,null,null,null,null,34,6.948472366619972E-3,5482.249453211859,8223.3741798177889,6866.5977225726201,1.3819282636746878E-2,7731.3774306081914,11597.066145912288,10180.076586714909,null,null,null,null,null,null,6.9484736715120718E-3,470.74080000000004,5952.9907679828248,8929.4861519742371,7456.2074127690976,1.3819284480026882E-2,470.74080000000004,8202.1187462316611,12303.178119347493,10273.27287738897]
[35,2695.164275766017,4042.7464136490253,6.1045589632299731E-2,2556.1733041013213,3834.2599561519819,138.99097166469573,6.0729445246592857E-2,126.59199999999998,2676.1377259291844,4014.2065888937768,3775.8935342872715,null,null,null,null,null,null,null,null,null,null,null,35,6.808353948256996E-3,5538.3755012576567,8307.5632518864841,6936.8964196635534,1.3540611883838089E-2,7810.5295496122408,11715.794324418361,10284.297941925426,null,null,null,null,null,null,6.8083552268354821E-3,491.0625,6029.4385212987336,9044.1577819481008,7551.9593343123543,1.3540613689947696E-2,491.0625,8301.5925705145492,12452.388855771824,10397.865287305622]
[36,2725.3418607242343,4088.0127910863512,5.9838916581651386E-2,2581.8177393098986,3872.7266089648479,143.5241214143357,5.9529021343714954E-2,131.46899999999999,2706.5926709280593,4059.889006392089,3818.8639049053977,null,null,null,null,null,null,null,null,null,null,null,36,6.6737749020372491E-3,5593.9384443002482,8390.9076664503718,7006.4898194918242,1.3272957962433897E-2,7888.8875461762209,11833.331319264331,10387.473658460081,null,null,null,null,null,null,6.673776155342391E-3,511.44079999999997,6105.3797695585608,9158.0696543378417,7647.0768509151449,1.3272959732842583E-2,511.44079999999997,8400.3288723044061,12600.493308456609,10521.533939586163]
[37,2755.1777966573818,4132.7666949860723,5.8679022870047365E-2,2607.2099488591789,3910.8149232887681,147.96784779820291,5.8375134517901522E-2,136.34599999999998,2736.7960442316198,4105.1940663474297,3861.4793207211069,null,null,null,null,null,null,null,null,null,null,null,37,6.5444131090146235E-3,5648.9548984134708,8473.4323476202062,7075.3987339332398,1.3015680234920154E-2,7966.474853224765,11949.712279837147,10489.63459097182,null,null,null,null,null,null,6.5444143380261983E-3,531.87570000000005,6180.8311288377063,9271.2466932565585,7741.5807744532794,1.3015681971011946E-2,531.87570000000005,8498.3510845274286,12747.526626791143,10644.308184311052]
[38,2784.6821615598888,4177.0232423398329,5.7563239967023082E-2,2632.357231806749,3948.5358477101236,152.32492975313971,5.7265130058538498E-2,141.22299999999998,2766.7551259726506,4150.1326889589764,3903.7500536296179,null,null,null,null,null,null,null,null,null,null,null,38,6.4199709506382284E-3,5703.4406782221231,8555.1610173331846,7143.6429710369521,1.2768186790635688E-2,8043.3137734338588,12064.970660150788,10590.810105890063,null,null,null,null,null,null,6.4199721562801211E-3,552.36719999999991,6255.8084137624501,9383.7126206436751,7835.4909129759044,1.2768188493715653E-2,552.36719999999991,8595.6815098610859,12893.522264791629,10766.215955907797]
[39,2813.8650334261838,4220.7975501392757,5.6489098523339124E-2,2657.2665418170418,3985.8998127255627,156.598491609142,5.6196551404712441E-2,146.1,2796.4768517863072,4194.715277679461,3945.6858894576035,null,null,null,null,null,null,null,null,null,null,null,39,6.3001730228412845E-3,5757.4108499991635,8636.1162749987452,7211.2414015304712,1.252992989959938E-2,8119.4255541115162,12179.138331167274,10691.028180017747,null,null,null,null,null,null,6.3001742059856612E-3,572.9153,6330.3266906071703,9495.490035910756,7928.826137210538,1.2529931570899537E-2,572.9153,8692.3413956148161,13038.512093422225,10887.283866940119]
[40,2842.7364902506965,4264.104735376045,5.5454310127601096E-2,2681.9445096189647,4022.9167644284471,160.7919806317318,5.5167121996309576E-2,150.97699999999998,2825.9678352095207,4238.9517528142806,3987.2961595676074,null,null,null,null,null,null,null,null,null,null,null,40,6.1847641013750582E-3,5810.8797803239204,8716.3196704858801,7278.2120197647928,1.2300401965919231E-2,8194.8304558183136,12292.245683727469,10790.315490885523,null,null,null,null,null,null,6.1847652628461546E-3,593.52,6404.4003259525398,9606.6004889288088,8021.6044415081697,1.2300403606603888E-2,593.52,8788.3510023505405,13182.526503525811,11007.537294056137]
[41,2871.3066100278556,4306.9599150417835,5.4456751031943584E-2,2706.3974636202856,4059.5961954304285,164.90914640757001,5.4174729083981646E-2,155.85399999999998,2855.2343882419309,4282.8515823628968,4028.5897698684689,null,null,null,null,null,null,null,null,null,null,null,41,6.0735073267505742E-3,5863.8611807465777,8795.7917711198661,7344.5719996573152,1.2079131917962418E-2,8269.5478153557851,12404.321723033678,10888.697499689968,null,null,null,null,null,null,6.073508467328145E-3,614.18130000000008,6478.0430313500319,9717.0645470250474,8113.8429997861986,1.207913352913305E-2,614.18130000000008,8883.7296668710878,13325.594500306632,11127.000456882291]
[42,2899.5854707520889,4349.3782061281336,5.3494447603211585E-2,2730.6314488603775,4095.9471732905663,168.95402189171136,5.321740925567308E-2,160.73099999999999,2884.2825402494936,4326.4238103742409,4069.5752274873462,null,null,null,null,null,null,null,null,null,null,null,42,5.9661825816233333E-3,5916.3681488524626,8874.5522232786934,7410.3377461254604,1.1865681981260484E-2,8343.5961036775934,12515.394155516391,10986.198527546507,null,null,null,null,null,null,5.9661837020457955E-3,634.89920000000006,6551.2679043862026,9826.9018565793049,8205.5582169620484,1.1865683563960174E-2,634.89920000000006,8978.4958601313465,13467.743790197019,11245.696490557895]
[43,2927.5831504178268,4391.3747256267397,5.256556328990699E-2,2754.6522444621446,4131.9783666932171,172.93090595568219,5.2293335471063372E-2,165.60799999999998,2913.1180553711579,4369.6770830567366,4110.2606653296498,null,null,null,null,null,null,null,null,null,null,null,43,5.8625850372298043E-3,5968.4132060745569,8952.6198091118349,7475.524942447405,1.1659644787628595E-2,8416.9929792148559,12625.489468822285,11082.84182570407,null,null,null,null,null,null,5.8625861381971104E-3,655.67369999999994,6624.0874664952134,9936.1311997428202,8296.7657763138977,1.1659646342846089E-2,655.67369999999994,9072.6672405636164,13609.000860845425,11363.64751252592]
[44,2955.3097270194994,4432.9645905292491,5.1668386923805147E-2,2778.4653797258916,4167.6980695888378,176.84434729360783,5.1400805423767529E-2,170.48499999999999,2941.7464485710034,4412.6196728565046,4150.6538647277848,null,null,null,null,null,null,null,null,null,null,null,44,5.7625238486783484E-3,6020.0083325635396,9030.0124988453099,7540.1485939373124,1.1460640780329934E-2,8489.7553370518563,12734.633005577783,11178.649640295829,null,null,null,null,null,null,5.7625249308546093E-3,676.50480000000005,6696.513697828862,10044.770546743293,8387.4806831559017,1.1460642309003349E-2,676.50480000000005,9166.2607032533069,13749.391054879961,11480.874684126265]
[45,2982.7752785515327,4474.1629178272988,5.0801322199458696E-2,2802.0761489920915,4203.1142234881372,180.69912955944119,5.0538231075323709E-2,175.36199999999999,2970.1730004624796,4455.259500693719,4190.7622763573991,null,null,null,null,null,null,null,null,null,null,null,45,5.6658209816087338E-3,6071.1649993904566,9106.7474990856845,7604.2230682796489,1.1268315880508991E-2,8561.8993543400611,12842.849031510092,11273.643272136855,null,null,null,null,null,null,5.6658220456246283E-3,697.39250000000004,6768.5580694592763,10152.837104188915,8477.7173051725385,1.126831738352922E-2,697.39250000000004,9259.2924253529618,13888.938638029442,11597.398267477491]
[46,3009.9898830083566,4514.9848245125349,4.9962878195506578E-2,2825.4896253862548,4238.234438079382,184.5002576221018,4.9704129225590685E-2,180.23899999999998,2998.4027710176315,4497.6041565264477,4230.5930395803944,null,null,null,null,null,null,null,null,null,null,null,46,5.5723101550431498E-3,6121.8941983272616,9182.8412974908933,7667.7621328297528,1.1082339384709206E-2,8633.440532296323,12950.160798444485,11367.84313202408,null,null,null,null,null,null,5.572311201498128E-3,718.33679999999993,6840.231573159439,10260.347359739158,8567.4894097191354,1.1082340862923028E-2,718.33679999999993,9351.7779080804703,14027.666862120706,11713.237678080181]
[47,3036.9636183844018,4555.4454275766029,4.9151660819382104E-2,2848.7106735469583,4273.0660103204373,188.25294483744347,4.8897113001762291E-2,185.11599999999999,3026.4406122621308,4539.660918393196,4270.1530003569724,null,null,null,null,null,null,null,null,null,null,null,47,5.4818358872229973E-3,6172.2064694242254,9258.309704136338,7730.7789891549364,1.0902402067211086E-2,8704.3937350940923,13056.590602641139,11461.268791945224,null,null,null,null,null,null,5.4818369166873123E-3,739.33769999999993,6911.5447489806129,10367.317123470919,8656.8101983630131,1.0902403521424034E-2,739.33769999999993,9443.7320156102742,14165.598023415412,11828.411533528744]
[48,3063.7065626740946,4595.5598440111416,4.8366365072148004E-2,2871.7439614275113,4307.6159421412667,191.96260124658329,4.8115884163261541E-2,189.99299999999999,3054.2911800463407,4581.4367700695111,4309.4487278539991,null,null,null,null,null,null,null,null,null,null,null,48,5.3942526329136351E-3,6222.1119265801981,9333.1678898702976,7793.2863050616179,1.0728214464283924E-2,8774.7732259240511,13162.159838886077,11553.939032560629,null,null,null,null,null,null,5.3942536459302059E-3,760.39520000000005,6982.507710822596,10473.761566233894,8745.692338910585,1.0728215895262922E-2,760.39520000000005,9535.1690111340049,14302.753516701006,11942.937698677895]
[49,3090.2287938718669,4635.3431908078001,4.7605768043178863E-2,2894.5939712523386,4341.8909568785075,195.63482261952822,4.7359226132702305E-2,194.86999999999998,3081.9589449732944,4622.9384174599418,4348.4865298638315,null,null,null,null,null,null,null,null,null,null,null,49,5.3094240021082624E-3,6271.6202812814499,9407.430421922174,7855.2962443285678,1.0559505320326007E-2,8844.5927004719579,13266.889050707938,11645.871887284289,null,null,null,null,null,null,5.3094249991943948E-3,781.50930000000005,7053.1301701725715,10579.695255258857,8834.1479951406218,1.0559506728801796E-2,781.50930000000005,9626.1025903383324,14439.153885507498,12056.833327574139]
[50,3116.540389972145,4674.8105849582171,4.6868722555592872E-2,2917.2650097009341,4375.8975145514014,199.27538027121091,4.6625997674230368E-2,199.74699999999999,3109.448202556242,4664.1723038343625,4387.2724671360875,null,null,null,null,null,null,null,null,null,null,null,50,5.2272220513092495E-3,6320.740864666901,9481.1112970003524,7916.8204943439268,1.0396020178348519E-2,8913.8653180362853,13370.797977054428,11737.084683257126,null,null,null,null,null,null,5.2272230329582225E-3,802.68000000000006,7123.4214581703363,10685.132187255505,8922.1888544412668,1.0396021565017901E-2,802.68000000000006,9716.5459125226134,14574.818868783921,12170.114902431076]
[51,3142.6514289693591,4713.9771434540389,4.6154151392982831E-2,2939.7612173849084,4409.6418260773626,202.89021158445075,4.5915127150153071E-2,204.62399999999997,3136.7630826711261,4705.1446240066889,4425.8123667146165,null,null,null,null,null,null,null,null,null,null,null,51,5.1475266396411711E-3,6369.4826480617212,9554.2239720925827,7977.8702918238496,1.0237520099398243E-2,8982.6037304858546,13473.905595728782,11827.594079476159,null,null,null,null,null,null,5.1475276063237011E-3,823.90729999999996,7193.3905461418999,10790.085819212851,9009.8261535286711,1.0237521464926151E-2,823.90729999999996,9806.5116295565076,14709.767444334761,12282.798269899242]
[52,3168.5719888579397,4752.8579832869091,4.5461042046339446E-2,2962.0865776771966,4443.1298665157947,206.48541118074309,4.5225607295067423E-2,209.50099999999998,3163.9075583628983,4745.8613375443474,4464.1118343627522,null,null,null,null,null,null,null,null,null,null,null,52,5.0702248429803937E-3,6417.8542621072838,9626.7813931609253,8038.4564467730424,1.0083780497364931E-2,9050.8201092379841,13576.230163856977,11917.416102317231,null,null,null,null,null,null,5.0702257951459918E-3,845.19119999999998,7263.0460647294503,10894.569097094176,9097.0707024075455,1.0083781842386338E-2,845.19119999999998,9896.0119128581428,14844.017869287214,12394.898674856649]
[53,3194.3121476323113,4791.4682214484674,4.4788441927293143E-2,2984.2449249467472,4476.3673874201213,210.06722268556405,4.4556490453891692E-2,214.37799999999999,3190.8854540588568,4786.3281810882854,4502.1762661519188,null,null,null,null,null,null,null,null,null,null,null,53,4.9952104200926828E-3,6465.8640146029911,9698.7960219044871,8098.5893648319179,9.934590077223417E-3,9118.5261704200275,13677.789255630041,12006.566178665758,null,null,null,null,null,null,4.9952113581709064E-3,866.5317,7332.3963217331639,10998.594482599747,9183.9329067182953,9.9345914023451134E-3,866.5317,9985.0584785556621,14977.587717833492,12506.430791923993]
[54,3219.8819832869085,4829.8229749303628,4.4135454000083743E-2,3006.2399522468968,4509.3599283703452,213.64203104001172,4.3906884236456327E-2,219.255,3217.7004532370884,4826.5506798556326,4540.0108592814067,null,null,null,null,null,null,null,null,null,null,null,54,4.9223833254711247E-3,6513.5199071644183,9770.2798607466284,8158.2790681411579,9.7897498661544072E-3,9185.7331983616441,13778.599797542465,12095.059166849538,null,null,null,null,null,null,4.922384249872745E-3,887.92879999999991,7401.4493187693743,11102.173978154062,9270.4227886016142,9.7897511719566444E-3,887.92879999999991,10073.662610979469,15110.493916469204,12617.408754889024]
[55,3245.2915738161564,4867.9373607242342,4.350123279013858E-2,3028.0752185010915,4542.1128277516373,217.2163553150649,4.3275947546752978E-2,224.13200000000001,3244.3561055935565,4866.5341583903346,4577.6206221907687,null,null,null,null,null,null,null,null,null,null,null,55,4.8516492641768128E-3,6560.8296507923787,9841.2444761885672,8217.5352148422025,9.649072328201334E-3,9252.4520675511485,13878.678101326723,12182.90938554915,null,null,null,null,null,null,4.8516501752948931E-3,909.38249999999994,7470.2127668396133,11205.31915025942,9356.5500061989314,9.6490736152393484E-3,909.38249999999994,10161.835184618609,15242.752776927913,12727.846184207237]
[56,3270.5509972144846,4905.8264958217269,4.2884980731913075E-2,3049.7541552255393,4574.6312328383092,220.79684198894529,4.2662886949688901E-2,229.00899999999996,3270.8558337473255,4906.283750620988,4615.0103840205511,null,null,null,null,null,null,null,null,null,null,null,56,4.782919284517133E-3,6607.8006804386669,9911.7010206579998,8276.3671173210532,9.5123805541794983E-3,9318.6932631769669,13978.03989476545,12270.130640845355,null,null,null,null,null,null,4.7829201827280293E-3,930.89280000000008,7538.6941008963768,11308.041151344565,9442.323871896253,9.5123818229849305E-3,930.89280000000008,10249.586684662207,15374.380026993309,12837.756212730326]
[57,3295.670331476324,4943.5054972144862,4.2285944822820838E-2,3071.2800728247576,4606.9201092371368,224.39025865156646,4.2066953342345857E-2,233.88599999999997,3297.2029395197846,4945.8044092796772,4652.1848034719524,null,null,null,null,null,null,null,null,null,null,null,57,4.7161094048619144E-3,6654.4401686464198,9981.6602529696302,8334.7837592930246,9.3795075194794079E-3,9384.4669003640302,14076.700350546045,12356.736251548082,null,null,null,null,null,null,4.7161102905262133E-3,952.45969999999988,7606.9004934834738,11410.350740225211,9527.7533694088925,9.3795087705616179E-3,952.45969999999988,10336.927226235866,15505.3908393538,12947.151509800047]
[58,3320.6596545960997,4980.9894818941493,4.1703413553736655E-2,3092.6561664927221,4638.9842497390837,228.00348810337755,4.1487438900379384E-2,238.76299999999998,3323.4006098204941,4985.1009147307414,4689.1483771114563,null,null,null,null,null,null,null,null,null,null,null,58,4.6511402713054753E-3,6700.7550383359239,10051.132557503886,8392.7938118171533,9.2502954032171215E-3,9449.7827422050468,14174.67411330757,12442.739072938602,null,null,null,null,null,null,4.6511411447688602E-3,974.08320000000003,7674.8388675218393,11512.25830128276,9612.8471697958848,9.2502966370644202E-3,974.08320000000003,10423.866572432948,15635.799858649421,13056.044303832658]
[59,3345.5290445682454,5018.2935668523678,4.1136714089764152E-2,3113.8855217493897,4670.8282826240847,231.64352281885567,4.0923674273386869E-2,243.64,3349.4519221693586,5024.1778832540376,4725.905447162334,null,null,null,null,null,null,null,null,null,null,null,59,4.5879368432404461E-3,6746.7519748004324,10120.127962200648,8450.4056483211407,9.1245949628961931E-3,9514.6502166776809,14271.975325016521,12528.151519044761,null,null,null,null,null,null,4.5879377048345096E-3,995.76330000000007,7742.5159083053568,11613.773862458034,9697.6136464849333,9.1245961799769834E-3,995.76330000000007,10510.414151231744,15765.621226847616,13164.446403507922]
[60,3370.2885793871869,5055.4328690807806,4.0585209677781793E-2,3134.9711196397766,4702.4566794596649,235.31745974741034,4.0375026005879333E-2,248.517,3375.359849882218,5063.0397748233272,4762.4602088212478,null,null,null,null,null,null,null,null,null,null,null,60,4.5264281042239497E-3,6792.4374369708257,10188.65615545624,8507.627358710497,9.0022649593716423E-3,9579.0784325305995,14368.617648795898,12612.985583558479,null,null,null,null,null,null,4.5264289542669475E-3,1017.5,7809.938074765515,11714.907112148272,9782.0608893815534,9.00226616013549E-3,1017.5,10596.57907138153,15894.868607072294,13272.369217666625]
[61,3394.948337047354,5092.4225055710313,4.004829725976642E-2,3155.9158416203818,4733.8737624305722,239.03249542697222,3.9840894162965206E-2,253.39400000000001,3401.1272669446098,5101.6909004169147,4798.8167171348796,null,null,null,null,null,null,null,null,null,null,null,61,4.4665467957939464E-3,6837.817668002861,10256.726502004291,8564.4667626292357,8.8831716274577425E-3,9643.0761942142271,14464.614291321341,12697.252859495415,null,null,null,null,null,null,4.4665476345915013E-3,1039.2933,7877.1116100586514,11815.667415087977,9866.1967181297496,8.88317281233637E-3,1039.2933,10682.370137333317,16023.555205999975,13379.823774011558]
[62,3419.5183955431758,5129.2775933147641,3.9525405273087136E-2,3176.7224741556342,4765.0837112334511,242.79592138754151,3.9320710142036031E-2,258.27099999999996,3426.7569525962899,5140.1354288944349,4834.9788934684584,null,null,null,null,null,null,null,null,null,null,null,62,4.4082291721381957E-3,6882.8987052361408,10324.348057854211,8620.9314219336193,8.7671881880079759E-3,9706.6520159254414,14559.978023888161,12780.964557687928,null,null,null,null,null,null,4.4082299999839607E-3,1061.1432,7944.0425515249408,11916.063827287411,9950.0286945857897,8.7671893574161937E-3,1061.1432,10767.795863284551,16151.693794926827,13486.820736698703]
[63,3444.0088328690808,5166.0132493036217,3.9015991620901455E-2,3197.3937130451268,4796.0905695676902,246.61511982395405,3.8813934653673665E-2,263.14799999999997,3452.2515956472553,5178.3773934708825,4870.9505315954457,null,null,null,null,null,null,null,null,null,null,null,63,4.3514147737345587E-3,6927.6863895697979,10391.529584354697,8677.0286524353469,8.6541943977256203E-3,9769.8141348296758,14654.721202244513,12864.13152419492,null,null,null,null,null,null,4.3514155909108333E-3,1083.0497,8010.7367400640596,12016.10511009609,10033.564134561368,8.6541955520622015E-3,1083.0497,10852.864486401211,16279.296729601818,13593.370422898104]
[64,{"$f":"(1800/2154)*(C$4+C$5*$A76+C$6*$A76^2+C$7*$A76^3)","v":3468.4297270194993},{"$f":"(1+C$8)*B76","v":5202.6445905292494},{"$f":"($F$8*0.0361)/(14.59+A76)","v":3.8519541797502783E-2},{"$f":"($F$4*$F$7*(14.59+A76)*(D76/($F$6*$F$5))^0.5)","v":3217.9321675006618},{"$f":"E76*(1+$C$8)","v":4826.8982512509929},250.49755951883753,{"$f":"($J$6*0.0361)/(14.59+A76)","v":3.8320055856706191E-2},{"$f":"($J$4*A76)+$J$5","v":268.02499999999998},3477.6137985442119,5216.4206978163184,{"$f":"J76*(1+$J$8)","v":4906.7353034351127},null,null,null,null,null,null,null,null,null,null,null,64,4.2960462182728646E-3,{"$f":"($AA$4*$AA$7*(14.59+X76)*(Y76/($AA$6*$AA$5))^0.5)","v":6972.1863742960777},{"$f":"Z76*(1+$C$8)","v":10458.279561444117},{"$f":"Z76*(1+$AB$7)","v":8732.7655349657398},8.5440761333443298E-3,{"$f":"($AE$4*$AE$7*(14.59+X76)*(AC76/($AE$6*$AE$5))^0.5)","v":9832.5705235185578},{"$f":"AD76*(1+$C$8)","v":14748.855785277836},12946.764256705072,null,null,null,null,null,null,4.296047025051172E-3,1105.0128,{"$f":"($AA$4*$AA$7*(14.59+X76)*(AM76/($AA$6*$AA$5))^0.5)+AN76","v":8077.199828968789},12115.799743453183,10116.810118887814,8.5440772729928269E-3,1105.0128,{"$f":"($AE$4*$AE$7*(14.59+X76)*(AR76/($AE$6*$AE$5))^0.5)+AS76","v":10937.583979275461},16406.375968913191,13699.48281839726]
[65,3492.7911559888585,5239.1867339832879,3.803556715499113E-2,3238.3403639905609,4857.5105459858414,{"$f":"B77-E77","v":254.45079199829752},3.7838587633855253E-2,272.90199999999999,3502.8460812049225,{"$f":"J77*(1+$C$8)","v":5254.2691218073833},4942.3367644626105,null,null,null,null,null,null,null,null,null,null,null,65,{"$f":"($AA$8*0.0361)/(14.59+X77)","v":4.2420690073384148E-3},7016.4041334296844,10524.606200144526,8788.148925808382,{"$f":"($AE$8*0.0361)/(14.59+X77)","v":8.436725007155808E-3},9894.928901756406,14842.393352634608,{"$f":"AD77*(1+$AF$7)","v":13028.872920003727},null,null,null,null,null,null,{"$f":"($AO$7*0.0361)/(14.59+X77)","v":4.2420698039800425E-3},{"$f":"$AO$4*X77^2+$AO$5*X77+$AO$6","v":1127.0324999999998},8143.4372922543444,{"$f":"AO77*(1+$C$8)","v":12215.155938381517},{"$f":"AO77*(1+$AO$8)","v":10199.773503848703},{"$f":"($AT$7*0.0361)/(14.59+X77)","v":8.4367261324853147E-3},{"$f":"$AT$4*X77^2+$AT$5*X77+$AT$6","v":1127.0324999999998},11021.962061672135,{"$f":"AT77*(1+$C$8)","v":16532.943092508202},{"$f":"AT77*(1+$AO$8)","v":13805.167592313768}]
[66,3517.1031977715879,5275.6547966573817,3.7563603298991735E-2,3258.6207498672698,4887.9311248009044,258.48244790431818,3.7369067995762992E-2,277.779,3527.9508846364024,5291.9263269546036,4977.7583588140615,null,null,null,null,null,null,null,null,null,null,null,66,4.1894313474880804E-3,7060.3449695675945,10590.517454351391,8843.1854665436349,8.3320380111618162E-3,9956.8967475646004,14935.345121346902,13110.467360567927,null,null,null,null,null,null,4.189432134244591E-3,1149.1088,8209.4544325181996,12314.181648777299,10282.4609310244,8.3320391225276871E-3,1149.1088,11106.00621161311,16659.009317419666,13910.434110978658]
[67,3541.3759303621177,5312.0638955431768,3.7103208602350092E-2,3278.7756967930177,4918.1635451895263,262.60023356910006,3.6911057602384355E-2,282.65599999999995,3552.930574351697,5329.395861527546,5013.0034241074536,null,null,null,null,null,null,null,null,null,null,null,67,4.1380839844841824E-3,7104.0140213113109,10656.021031966966,8897.8815933451297,8.2299171873946655E-3,10018.481307688844,15027.721961533265,13191.557120348887,null,null,null,null,null,null,4.1380847615978865E-3,1171.2417,8275.2563883623443,12412.884582543516,10364.878836588541,8.2299182851391876E-3,1171.2417,11189.723675844572,16784.585513766859,14015.291451046794]
[68,3565.6194317548752,5348.4291476323124,3.6653962826804019E-2,3298.8075039770874,4948.2112559656307,266.81192777778779,3.646413839179731E-2,287.53299999999996,3577.7874435987628,5366.681165398144,5048.0751959984282,null,null,null,null,null,null,null,null,null,null,null,68,4.087980049570946E-3,7147.416270280959,10721.124405421438,8952.2435457650281,8.1302693221882889E-3,10079.689607490853,15119.53441123628,13272.1514497966,null,null,null,null,null,null,4.0879808172753548E-3,1193.4312,8340.8481414073649,12511.272212111047,10447.033460093278,8.1302704066413163E-3,1193.4312,11273.121479728703,16909.682219593054,14119.748411886367]
[69,3589.8437799442904,5384.7656699164354,3.6215465843590665E-2,3318.7184012372231,4978.0776018558345,271.12537870706728,3.6027912307435572E-2,292.40999999999997,3602.5237164139294,5403.7855746208943,5082.9768124885595,null,null,null,null,null,null,null,null,null,null,null,69,4.0390749167850751E-3,7190.5565477483206,10785.83482162248,9006.2773750419856,8.0330056623941961E-3,10140.528460302616,15210.792690453924,13352.259320176809,null,null,null,null,null,null,4.0390756753053182E-3,1215.6773000000001,8406.2345229255043,12609.351784388256,10528.930852777276,8.0330067338737435E-3,1215.6773000000001,11356.20643659795,17034.309654896926,14223.813527295239]
[70,3614.0590529247916,5421.0885793871876,3.5787336444801324E-2,3338.510551896693,5007.7658278450399,275.5485010280986,3.560200011559924E-2,297.28699999999998,3627.1415505114587,5440.7123257671883,5117.7113180023753,null,null,null,null,null,null,null,null,null,null,null,70,3.9913260703873321E-3,7233.4395409138187,10850.159311370728,9059.9889519631688,7.9380416517263359E-3,10201.00447627858,15301.50671441787,13431.889435226862,null,null,null,null,null,null,3.9913268199405555E-3,1237.98,8471.4202201176195,12707.130330176429,10610.576885427694,7.9380427105391442E-3,1237.98,11438.985156607199,17158.477734910797,14327.495076588428]
[71,3638.2753286908082,5457.4129930362124,3.53692112380622E-2,3358.1860555276812,5037.2790832915216,280.08927316312702,3.5186040305859791E-2,302.16399999999999,3651.6430400198205,5477.4645600297308,5152.2816672481003,null,null,null,null,null,null,null,null,null,null,null,71,3.9446929815873865E-3,7276.0697988505299,10914.104698275794,9113.3839743092249,7.8452966855886291E-3,10261.124070778205,15391.686106167308,13511.050242193218,null,null,null,null,null,null,3.9446937223831238E-3,1260.3393000000001,8536.4097820572169,12804.614673085825,10691.977255825184,7.8452977320306837E-3,1260.3393000000001,11521.464055116341,17282.196082674513,14430.801095097386]
[72,3662.5026852367691,5493.7540278551533,3.4960743617805101E-2,3377.7469505508511,5066.6204258262769,284.75573468591801,3.4779688067658389E-2,307.041,3676.0302180745152,5514.0453271117731,5186.6907288759958,null,null,null,null,null,null,null,null,null,null,null,72,3.8991369938106528E-3,7318.4517381365622,10977.677607204843,9166.4679739089115,7.7546938828909895E-3,10320.893472309081,15481.340208463622,13589.749942290327,null,null,null,null,null,null,3.8991377260511788E-3,1282.7552000000001,8601.207625322817,12901.811437984226,10773.137495798501,7.7546949172480227E-3,1282.7552000000001,11603.649360633375,17405.474040950063,14533.739384118862]
[73,3686.7512005571034,5530.1268008356546,3.4561602807007007E-2,3397.1952167001805,5095.7928250502709,289.55598385692292,3.4382614337008101E-2,311.91799999999995,3700.3050592765171,5550.4575889147754,5220.9412889471014,null,null,null,null,null,null,null,null,null,null,null,73,3.8546212158244598E-3,7360.5896481955397,11040.88447229331,9219.2463233281323,7.6661598734961848E-3,10380.318730058361,15570.478095087543,13667.996500617433,null,null,null,null,null,null,3.8546219397051214E-3,1305.2276999999999,8665.81803933845,12998.727059007675,10854.062977913549,7.6661608960441399E-3,1305.2276999999999,11685.547122345863,17528.320683518796,14636.317520348153]
[74,3711.0309526462397,5566.5464289693591,3.4171472963830496E-2,3416.5327773615154,5124.7991660422731,294.49817528472431,3.3994504907760917E-2,316.79499999999996,3724.4694820247714,5586.7042230371571,5255.0360542242652,null,null,null,null,null,null,null,null,null,null,null,74,3.8111104221025447E-3,7402.4876963634733,11103.73154454521,9271.7242422162672,7.5796246000624313E-3,10439.405721038374,15659.108581557561,13745.797655567354,null,null,null,null,null,null,3.8111111378120732E-3,1327.7568000000001,8730.2451914405174,13095.367787160776,10934.75892181971,7.5796256110679111E-3,1327.7568000000001,11767.163217266527,17650.74482589979,14738.542864829064]
[75,3735.3520194986072,5603.028029247911,3.3790052348094027E-2,3435.7615017926669,5153.6422526890001,299.59051770594033,3.3615059602394685E-2,321.67199999999997,{"$f":"($F$4*$F$7*(14.59+A87)*(H87/($F$6*$F$5))^0.5)+I87","v":3748.5253507305251},5622.7880260957882,5288.9776552964522,null,null,null,null,null,null,null,null,null,null,null,75,{"$f":"($AA$8*0.0361)/(14.59+X87)","v":3.7685709598623109E-3},{"$f":"($AA$4*$AA$7*(14.59+X87)*(Y87/($AA$6*$AA$5))^0.5)","v":7444.149932698956},{"$f":"Z87*(1+$C$8)","v":11166.224899048433},9323.9068033310123,{"$f":"($AE$8*0.0361)/(14.59+X87)","v":7.4950211331569466E-3},{"$f":"($AE$4*$AE$7*(14.59+X87)*(AC87/($AE$6*$AE$5))^0.5)","v":10498.160156870204},{"$f":"AD87*(1+$C$8)","v":15747.240235305308},13823.160927758581,null,null,null,null,null,null,3.7685716675831186E-3,1350.3425,8794.493131687992,13191.739697531988,11015.230400274681,7.4950221328776235E-3,1350.3425,11848.503357016823,17772.755035525235,14840.422571450437]
[76,3759.7244791086359,5639.5867186629539,3.3417052542948932E-2,3454.8832072322803,5182.3248108484204,304.84127187635568,3.3243991497720934E-2,326.54899999999998,3772.4744779207363,5658.7117168811046,5322.7686495465496,null,null,null,null,null,null,null,null,null,null,null,76,3.7269706622592388E-3,7485.5802945523974,11228.370441828596,9375.798938261416,7.4122854986149777E-3,10556.587590227504,15834.881385341256,13900.093628519991,null,null,null,null,null,null,3.7269713621676959E-3,1372.9848,8858.5657974316509,13287.848696147477,11095.482344867503,7.4122864872999917E-3,1372.9848,11929.573094270783,17894.359641406176,14941.963595017158]
[77,3784.1584094707523,5676.2376142061285,3.3052197727543878E-2,3473.8996609042433,5210.8494913563645,310.25874856650898,3.2881026201316083E-2,331.42599999999999,3796.3186262372815,5694.477939355922,5356.4115239721432,null,null,null,null,null,null,null,null,null,null,null,77,3.6862787672678724E-3,7526.7826109088883,11290.173916363332,9427.4054428673753,7.3313565162084378E-3,10614.693420961039,15922.040131441558,13976.602867955162,null,null,null,null,null,null,3.6862794595345734E-3,1395.6837,8922.4670176569471,13383.70052648542,11175.519551458081,7.331357494098769E-3,1395.6837,12010.377828879531,18015.566743319298,15043.172698921202]
[78,3808.6638885793873,5712.9958328690809,3.2695223996821947E-2,3492.8125819238608,5239.2188728857909,315.85130665552651,3.2525901174841124E-2,336.303,3820.0595103381893,5730.0892655072839,5389.9086978680634,null,null,null,null,null,null,null,null,null,null,null,78,3.6464658418194668E-3,7567.7606065182654,11351.640909777398,9478.7309824526073,7.2521756487690979E-3,10672.482901923142,16008.724352884714,14052.69556261157,null,null,null,null,null,null,3.6464665266094784E-3,1418.4392,8986.2005171140663,13479.300775671099,11255.346685350129,7.2521766160979183E-3,1418.4392,12090.922813695752,18136.384220543627,15144.05646243686]
[79,3833.25099442897,5749.8764916434548,3.2345878724925142E-2,3511.6236431116358,5267.4354646674537,321.62735131733416,3.2178365100743025E-2,341.17999999999995,3843.6987987067178,5765.5481980600762,5423.2625253788974,null,null,null,null,null,null,null,null,null,null,null,79,3.6075037108031244E-3,7608.5179058249569,11412.776858737436,9529.7800966868326,7.1746868609844092E-3,10729.961144509802,16094.941716764703,14128.378442777976,null,null,null,null,null,null,3.6075043882762216E-3,1441.2513000000001,9049.7699202477761,13574.654880371665,11334.968286213367,7.1746878179774149E-3,1441.2513000000001,12171.213160115769,18256.819740173654,15244.621287662279]
[80,3857.9298050139287,5786.8947075208926,3.2003919968979215E-2,3530.3344727200624,5295.5017090800939,327.59533229386625,3.1838177289127176E-2,346.05699999999996,3867.2381153736719,5800.8571730605081,5456.475297929097,null,null,null,null,null,null,null,null,null,null,null,80,3.5693653905705088E-3,7649.0580367093735,11473.587055064061,9580.5572042919321,7.09883648715013E-3,10787.133123936981,16180.699685905471,14203.658059431873,null,null,null,null,null,null,3.5693660608813993E-3,1464.12,9113.1787549388209,13669.768132408231,11414.388772769678,7.0988374340258615E-3,1464.12,12251.253843355877,18376.880765033813,15344.873406128141]
[81,3882.7103983286911,5824.0655974930369,3.1669115910301748E-2,3548.9466560784836,5323.4199841177251,333.76374225020754,3.1505107121859395E-2,350.93399999999997,3890.6790415579944,5836.0185623369916,5489.5492465377602,null,null,null,null,null,null,null,null,null,null,null,81,3.5320250266143364E-3,7689.3844340517608,11534.076651077641,9631.0666075057106,7.0245731072238809E-3,10844.003684266558,16266.005526399837,14278.540790857252,null,null,null,null,null,null,3.5320256899128736E-3,1487.0453,9176.4304560677683,13764.645684101652,11493.612447256866,7.0245740441940187E-3,1487.0453,12331.049707478285,18496.574561217429,15444.818885092731]
[82,3907.6028523676887,5861.404278551533,3.1341244330321399E-2,3567.4617371607033,5351.1926057410546,340.14111520698543,3.1178933531199292E-2,355.81099999999998,3914.0231172303156,5871.0346758454734,5522.4865440247295,null,null,null,null,null,null,null,null,null,null,null,82,3.4954578351181743E-3,7729.5004431287016,11594.250664693052,9681.3124963360769,6.9518474305780183E-3,10900.577543196276,16350.866314794413,14353.032848951645,null,null,null,null,null,null,3.4954584915495557E-3,1510.0272,9239.5283689115113,13859.292553367268,11572.643499682838,6.9518483578476682E-3,1510.0272,12410.605470181044,18615.908205271568,15544.463633541385]
[83,3932.6172451253483,5898.9258676880227,3.1020092118718555E-2,3585.8812200797552,5378.821830119633,346.73602504559312,3.0859444510488162E-2,360.68799999999999,3937.2718426038441,5905.9077639057659,5555.2893071141543,null,null,null,null,null,null,null,null,null,null,null,83,3.4596400480998509E-3,7769.409322851774,11654.113984277661,9731.2989526175079,6.8806121868995882E-3,10956.859296627077,16435.288944940614,14427.140285240017,null,null,null,null,null,null,3.4596406978048117E-3,1533.0656999999999,9302.4757523819371,13953.713628572907,11651.486011882071,6.8806131046675505E-3,1533.0656999999999,12489.925727365406,18734.888591048108,15643.813407907186]
[84,3957.7636545961004,5936.6454818941511,3.0705454811499583E-2,3604.2065705139148,5406.3098557708727,353.55708408218561,3.0546436654615476E-2,365.565,3960.4266795566846,5940.6400193350273,5587.9595984413127,null,null,null,null,null,null,null,null,null,null,null,84,3.4245488618933405E-3,7809.1142488572505,11713.671373285875,9781.0299538809395,6.8108220237298994E-3,11012.853423020371,16519.280134530556,14500.868996612098,null,null,null,null,null,null,3.4245495050083332E-3,1556.1608000000001,9365.2757821156192,14047.913673173429,11730.143961385505,6.8108229321889261E-3,1556.1608000000001,12569.014957493077,18853.522436239615,15742.873817528476]
[85,3983.0521587743738,5974.5782381615609,3.039713615690073E-2,3622.4392170677875,5433.6588256016812,360.6129417065863,3.0239714728170899E-2,370.44199999999995,3983.4890529893928,5975.2335794840892,5620.4994284680524,null,null,null,null,null,null,null,null,null,null,null,85,3.3901623887344556E-3,7848.6183164551076,11772.927474682661,9830.5093770474414,6.7424334101770338E-3,11068.56428755689,16602.846431335336,14574.224730798425,null,null,null,null,null,null,3.3901630253918222E-3,1579.3125,9427.931553422819,14141.897330134228,11808.621225114206,6.74243430951407E-3,1579.3125,12647.877525745083,18971.816288617625,15841.650329857903]
[86,4008.4928356545965,6012.7392534818946,3.0094947707185047E-2,3640.5805525720339,5460.870828858051,367.91228308256268,2.9939091259355202E-2,375.31899999999996,4006.4603521213367,6009.6905281820054,5652.9107573118881,null,null,null,null,null,null,null,null,null,null,null,86,3.3564596112343617E-3,7887.9245434451195,11831.88681516768,9879.7410019554281,6.6754045463717155E-3,11123.996146108109,16685.994219162163,14647.213091599609,null,null,null,null,null,null,3.3564602415624969E-3,1602.5208,9490.4460841035961,14235.669126155393,11886.921582906585,6.6754054367681309E-3,1602.5208,12726.517687993182,19089.776531989774,15940.148275436664]
[87,4034.0957632311984,6051.1436448467975,2.9798708434548123E-2,3658.6319353251029,5487.9479029876547,375.4638279060955,2.9644386157875183E-2,380.19599999999997,4029.3419317292041,6044.012897593806,5685.1954964934739,null,null,null,null,null,null,null,null,null,null,null,87,3.3234203395419277E-3,7927.0358728072606,11890.553809210891,9928.7285147304119,6.6096952782708027E-3,11179.153149030401,16768.729723545599,14719.839543882175,null,null,null,null,null,null,3.3234209636654353E-3,1625.7857000000001,9552.8223171382033,14329.233475707304,11965.048720888164,6.6096961599026111E-3,1625.7857000000001,12804.939594594021,19207.409391891033,16038.372852646751]
[88,4059.8710194986074,6089.8065292479114,2.9508244369487707E-2,3676.5946902800838,5514.8920354201255,383.27632921852364,2.9355426355186079E-2,385.07299999999998,4052.1351133307835,6078.2026699961752,5717.355510606857,null,null,null,null,null,null,null,null,null,null,null,88,3.291025171011448E-3,7965.955175273235,11948.932762909852,9977.4755110058923,6.545267017443521E-3,11234.039344791552,16851.059017187326,14792.10941835369,null,null,null,null,null,null,3.2910257890512874E-3,1649.1071999999999,9615.0631232586147,14422.594684887921,12043.006234692437,6.5452678904815891E-3,1649.1071999999999,12883.14729401566,19324.72094102349,16136.329132253217]
[89,4085.8286824512538,6128.7430236768805,2.9223388260119162E-2,3694.4701101796345,5541.7051652694518,391.35857227161932,2.9072045465571385E-2,389.95,4074.841186316939,6112.2617794754087,5749.3926189166368,null,null,null,null,null,null,null,null,null,null,null,89,3.2592554522064333E-3,8004.6852517854632,12007.027877678194,10025.985499003269,6.4820826655037243E-3,11288.658683438563,16932.988025157843,14864.027916128873,null,null,null,null,null,null,3.2592560642800616E-3,1672.4852999999998,9677.171303407511,14515.756955111267,12120.797632540804,6.4820835301139714E-3,1672.4852999999998,12961.144736305363,19441.717104458046,16234.022061747643]
[90,4111.9788300835653,6167.9682451253484,2.8943979251034934E-2,3712.2594566417001,5568.3891849625506,399.71937344186517,2.8794083466665454E-2,394.827,4097.4614090345322,6146.1921135517987,5781.3085968859104,null,null,null,null,null,null,null,null,null,null,null,90,3.2280932430831287E-3,8043.2288358495043,12064.843253774256,10074.261902478283,6.4201065428772424E-3,11343.01501991517,17014.522529872756,14935.600113097864,null,null,null,null,null,null,3.2280938493046332E-3,1695.92,9739.1495910907088,14608.724386636062,12198.426338189003,6.420107399220827E-3,1695.92,13038.935776407119,19558.40366461068,16331.456469503373]
[91,4138.3315403899724,6207.4973105849585,2.8669862580412386E-2,3729.9639611986518,5594.9459417979779,408.3675791913206,2.8521386398129935E-2,399.70399999999995,4119.997009822845,6179.995514734268,5813.1051776386157,null,null,null,null,null,null,null,null,null,null,null,91,3.1975212832092473E-3,8081.5885957854998,12122.38289367825,10122.308063540988,6.359304321616922E-3,11397.112117236957,17095.668175855433,15006.830964106963,null,null,null,null,null,null,3.1975218836894741E-3,1719.4113,9801.0006546285986,14701.500981942898,12275.89569374709,6.3593051698504236E-3,1719.4113,13116.524177336763,19674.786266005147,16428.637068752403]
[92,4164.8968913649023,6247.3453370473535,2.8400889294171533E-2,3747.5848262922268,5621.3772394383404,417.31206507267552,2.8253806077291863E-2,404.58099999999996,4142.4491880059595,6213.6737820089393,5844.7840533597273,null,null,null,null,null,null,null,null,null,null,null,92,3.1675229598842709E-3,8119.7671368838846,12179.650705325826,10170.127245355803,6.2996429619995385E-3,11450.953649531455,17176.430474297184,15077.725306961591,null,null,null,null,null,null,3.1675235547309463E-3,1742.9591999999998,9862.7270993118636,14794.090648967795,12353.208962379487,6.2996438022751315E-3,1742.9591999999998,13193.913613222079,19790.870419833118,16525.568461393155]
[93,4191.6849610027848,6287.5274415041767,2.8136915976073464E-2,3765.1232262265667,5647.6848393398504,426.56173477621815,2.7991199830639833E-2,409.45799999999997,4164.8191148433098,6247.2286722649642,5876.346876636434,null,null,null,null,null,null,null,null,null,null,null,93,3.1380822780375912E-3,8157.7670034702987,12236.650505205449,10217.722634727856,6.2410906526585257E-3,11504.543204950207,17256.814807425311,15148.287866260676,null,null,null,null,null,null,3.1380828673554383E-3,1766.5636999999999,9924.3314694663823,14886.497204199573,12430.369330891321,6.2410914851241403E-3,1766.5636999999999,13271.107672214846,19906.661508322271,16622.255141637856]
[94,4218.7058272980503,6328.0587409470754,2.7877804492731778E-2,3782.5803080814767,5673.870462122215,436.12551921657359,2.7733430240155996E-2,414.33499999999998,4187.1079344405844,6280.6619016608765,5907.7952617433784,null,null,null,null,null,null,null,null,null,null,null,94,3.1091838317898928E-3,8195.5906808843301,12293.386021326496,10265.097344581371,6.1836167540245957E-3,11557.884288459298,17336.826432688948,15218.523257071001,null,null,null,null,null,null,3.1091844156807403E-3,1790.2248,9985.8162504319698,14978.724375647955,12507.37991220681,6.1836175788240744E-3,1790.2248,13348.109859281374,20022.164788922062,16718.701499507719]
[95,4245.9695682451256,6368.9543523676884,2.7623421752584577E-2,3799.9571925879336,5699.9357888819004,446.01237565719202,2.748036490353627E-2,419.21199999999999,4209.3167646229585,6313.9751469344374,5939.1307858747441,null,null,null,null,null,null,null,null,null,null,null,95,3.0808127775715341E-3,8233.2405973764253,12349.860896064638,10312.254416335596,6.1271917448629514E-3,11610.980324514487,17416.47048677173,15288.435988449617,null,null,null,null,null,null,3.0808133561344244E-3,1813.9425000000001,10047.18387045931,15070.775805688965,12584.243747745211,6.1271925621362005E-3,1813.9425000000001,13424.923598877664,20137.385398316495,16814.911824183637]
[96,{"$f":"(1800/2154)*(C$4+C$5*$A108+C$6*$A108^2+C$7*$A108^3)","v":4273.4862618384404},{"$f":"(1+C$8)*B108","v":6410.2293927576611},2.7373639477943249E-2,{"$f":"($F$4*$F$7*(14.59+A108)*(D108/($F$6*$F$5))^0.5)","v":3817.254974967716},{"$f":"E108*(1+$C$8)","v":5725.8824624515737},456.23128687072449,2.7231876207419656E-2,424.089,4231.4466977725488,6347.1700466588227,5970.3549903258554,null,null,null,null,null,null,null,null,null,null,null,96,3.0529548086993801E-3,8270.7191259271149,12406.078688890673,{"$f":"Z108*(1+$AB$7)","v":10359.196822183394},6.0717871717111023E-3,11663.834659626771,17495.751989440156,15358.030466821969,null,null,null,null,null,null,3.0529553820306679E-3,1837.7167999999999,{"$f":"($AA$4*$AA$7*(14.59+X108)*(AM108/($AA$6*$AA$5))^0.5)+AN108","v":10108.436702529149},15162.655053793722,12660.963809699379,6.0717879815942333E-3,1837.7167999999999,{"$f":"($AE$4*$AE$7*(14.59+X108)*(AR108/($AE$6*$AE$5))^0.5)+AS108","v":13501.552237514927},20252.328356272388,16910.890307219513]
[97,{"$f":"(1800/2154)*(C$4+C$5*$A109+C$6*$A109^2+C$7*$A109^3)","v":4301.2659860724234},{"$f":"(1+C$8)*B109","v":6451.8989791086351},2.7128333989297822E-2,{"$f":"($F$4*$F$7*(14.59+A109)*(D109/($F$6*$F$5))^0.5)","v":3834.4747257389486},{"$f":"E109*(1+$C$8)","v":5751.7120886084231},466.79126033347484,2.6987841112810645E-2,428.96599999999995,4253.4988016318684,6380.2482024478031,6001.4693816268209,null,null,null,null,null,null,null,null,null,null,null,97,3.0255961313205883E-3,8308.0285859923388,12462.042878988508,10405.927467277295,6.0173756010353154E-3,11716.450564823763,17574.675847235645,15427.310999222851,null,null,null,null,null,null,3.0255966995140389E-3,1861.5477000000001,10169.577066097649,15254.365599146473,12737.54300322185,6.017376403660778E-3,1861.5477000000001,13577.99904622099,20366.998569331485,17006.641045625216]
[98,{"$f":"(1800/2154)*(C$4+C$5*$A110+C$6*$A110^2+C$7*$A110^3)","v":4329.3188189415041},{"$f":"(1+C$8)*B110","v":6493.9782284122557},2.6887386001116828E-2,{"$f":"($F$4*$F$7*(14.59+A110)*(D110/($F$6*$F$5))^0.5)","v":3851.6174914892304},{"$f":"E110*(1+$C$8)","v":5777.4262372338453},477.70132745227374,2.6748140951936582E-2,433.84299999999996,4275.474120074954,6413.2111801124311,6032.4754326305456,null,null,null,null,null,null,null,null,null,null,null,98,2.998723441638373E-3,8345.1712451785625,12517.756867767843,10452.449191827605,5.9639305739366804E-3,11768.831238012011,17653.246857018017,15496.281796406933,null,null,null,null,null,null,2.9987240047852524E-3,1885.4351999999999,10230.607228771483,15345.910843157224,12813.984168522926,5.9639313694333975E-3,1885.4351999999999,13654.267222902628,20481.400834353943,17102.168044825437]
[99,{"$f":"(1800/2154)*(C$4+C$5*$A111+C$6*$A111^2+C$7*$A111^3)","v":4357.6548384401112},{"$f":"(1+C$8)*B111","v":6536.4822576601673},2.6650680428433347E-2,{"$f":"($F$4*$F$7*(14.59+A111)*(D111/($F$6*$F$5))^0.5)","v":3868.6842956179307},{"$f":"E111*(1+$C$8)","v":5803.0264434268956},488.97054282218051,2.6512661235835372E-2,438.71999999999997,4297.3736738477301,6446.0605107715946,6063.37458355735,null,null,null,null,null,null,null,null,null,null,null,99,2.972323904340738E-3,8382.149320851091,12573.223981276637,10498.764773116842,5.9114265632496769E-3,11820.97980624515,17731.469709367724,15564.946975835266,null,null,null,null,null,null,2.9723244625299021E-3,1909.3793000000001,10291.52940791617,15437.294111874256,12890.290082885125,5.9114273517431662E-3,1909.3793000000001,13730.359894613675,20595.539841920512,17197.475221500525]
[100,{"$f":"(1800/2154)*(C$4+C$5*$A112+C$6*$A112^2+C$7*$A112^3)","v":4386.2841225626744},{"$f":"(1+C$8)*B112","v":6579.4261838440116},2.6418106203558285E-2,{"$f":"($F$4*$F$7*(14.59+A112)*(D112/($F$6*$F$5))^0.5)","v":3885.676139049137},{"$f":"E112*(1+$C$8)","v":5828.5142085737052},500.60798351353742,2.6281291472017975E-2,443.59699999999998,4319.1984612791148,6478.7976919186722,6094.1682429983066,null,null,null,null,null,null,null,null,null,null,null,100,2.9463851321586913E-3,8418.9649816787842,12628.447472518175,10544.876927434509,5.8598389328870827E-3,11872.899327902343,17809.348991853516,15633.310564543708,null,null,null,null,null,null,2.9463856854766699E-3,1933.38,10352.345772200773,15528.51865830116,12966.463462597954,5.8598397144995745E-3,1933.38,13806.280119733503,20709.420179600253,17292.566406315076]
[null,null,null,null,null,null,null,null,null,null,null,null,null,null,null,null,null,null,null,null,null,null,null,101,2.9208951664855473E-3,8455.6203491182678,12683.430523677402,10590.788311936094,5.8091438992951879E-3,11924.592794781387,17886.889192172079,15701.376501898945,null,null,null,null,null,null,2.9208957150166242E-3,1957.4373000000001,10413.058443082113,15619.58766462317,13042.506964816899,5.8091446741457414E-3,1957.4373000000001,13882.030890060103,20823.046335090155,17387.445346539527]
[null,null,null,null,null,null,null,null,null,null,null,null,null,null,null,null,null,null,null,null,null,null,null,102,2.8958424589936053E-3,8492.1174988404528,12738.176248260679,10636.501526429813,5.7593184948926219E-3,11976.063134110493,17964.094701165741,15769.148642247459,null,null,null,null,null,null,2.8958430028198953E-3,1981.5511999999999,10473.669496231298,15710.504244346947,13118.423189350173,5.7593192630972321E-3,1981.5511999999999,13957.615132821886,20936.422699232829,17482.115708569992]
[null,null,null,null,null,null,null,null,null,null,null,null,null,null,null,null,null,null,null,null,null,null,null,103,2.8712158541888294E-3,8528.4584621021331,12792.687693153199,10682.019115094545,5.710340533374699E-3,12027.313210482578,18040.969815723867,15836.630757462441,null,null,null,null,null,null,2.8712163933903526E-3,2005.7217000000001,10534.180962905315,15801.271444357972,13194.214680376661,5.7103412950464004E-3,2005.7217000000001,14033.035712611956,21049.553568917934,17576.581080350945]
[null,null,null,null,null,null,null,null,null,null,null,null,null,null,null,null,null,null,null,null,null,null,null,104,2.8470045728481697E-3,8564.6452270652026,12846.967840597805,10727.343568132177,5.6621885767731747E-3,12078.345827715688,18117.518741573531,15903.826539393462,null,null,null,null,null,null,2.8470051075029225E-3,2029.9488000000001,10594.59483126624,15891.892246899361,13269.883928098245,5.6621893320221457E-3,2029.9488000000001,14108.295433248553,21162.44314987283,17670.844973705454]
[null,null,null,null,null,null,null,null,null,null,null,null,null,null,null,null,null,null,null,null,null,null,null,105,2.8231981962878539E-3,8600.6797400658998,12901.019610098851,10772.477323357349,5.6148419041686668E-3,12129.163730642986,18193.745595964479,15970.739602223384,null,null,null,null,null,null,2.8231987264718756E-3,2054.2325000000001,10654.9130476505,15982.369571475749,13345.433370329569,5.614842653102318E-3,2054.2325000000001,14183.397039565012,21275.095559347519,17764.910826577154]
[null,null,null,null,null,null,null,null,null,null,null,null,null,null,null,null,null,null,null,null,null,null,null,106,2.7997866514144162E-3,8636.5639068364053,12954.845860254609,10817.422767727527,5.5682804819597882E-3,12179.769606835489,18269.654410253235,16037.373484736732,null,null,null,null,null,null,2.7997871772018541E-3,2078.5727999999999,10715.137517790447,16072.706276685669,13420.865394028091,5.5682812246828613E-3,2078.5727999999999,14258.343219132539,21387.514828698808,17858.782005188012]
[null,null,null,null,null,null,null,null,null,null,null,null,null,null,null,null,null,null,null,null,null,null,null,107,2.7767601965134011E-3,8672.2995936809402,13008.449390521411,10862.182238816076,5.5224849355993985E-3,12230.166088260692,18345.249132391036,16103.731652503633,null,null,null,null,null,null,2.7767607179765737E-3,2102.9697000000001,10775.27010799048,16162.90516198572,13496.18233676718,5.5224856722140489E-3,2102.9697000000001,14333.136603918798,21499.704905878196,17952.461806115767]
[null,null,null,null,null,null,null,null,null,null,null,null,null,null,null,null,null,null,null,null,null,null,null,108,2.7541094077336197E-3,8707.8886286084216,13061.832942912632,10906.758026230937,5.4774365227141762E-3,12280.355752879885,18420.533629319827,16169.817499983041,null,null,null,null,null,null,2.7541099249430751E-3,2127.4231999999997,10835.312646259694,16252.968969389542,13571.386488154783,5.477437253320061E-3,2127.4231999999997,14407.779771885258,21611.669657827886,18045.953458294607]
[null,null,null,null,null,null,null,null,null,null,null,null,null,null,null,null,null,null,null,null,null,null,null,109,2.7318251662275623E-3,8743.3328024236343,13114.999203635452,10951.152372981323,5.433117107529176E-3,12330.341126186995,18495.511689280494,16235.634352548974,null,null,null,null,null,null,2.731825679252137E-3,2151.9333000000001,10895.266923403036,16342.900385104555,13646.480091200112,5.4331178322235317E-3,2151.9333000000001,14482.275248526008,21723.412872789013,18139.260124942561]
[null,null,null,null,null,null,null,null,null,null,null,null,null,null,null,null,null,null,null,null,null,null,null,110,2.7098986459111038E-3,8778.6338697787378,13167.950804668108,10995.367476794763,5.3895091365240453E-3,12380.124682691476,18570.187024037215,16301.185468443053,null,null,null,null,null,null,2.7098991548179757E-3,2176.5,10955.134694072829,16432.702041109245,13721.465343630685,5.3895098554017674E-3,2176.5,14556.625508350668,21834.938262526,18232.384905418879]
[null,null,null,null,null,null,null,null,null,null,null,null,null,null,null,null,null,null,null,null,null,null,null,111,2.6883213018079818E-3,8813.7935501868706,13220.690325280306,11039.405491386642,5.3465956152522563E-3,12429.708847347752,18644.56327102163,16366.474040656694,null,null,null,null,null,null,2.6883218066627245E-3,2201.1233000000002,11014.917677782378,16522.376516673568,13796.344399161901,5.3465963284059738E-3,2201.1233000000002,14630.832976313828,21946.24946447074,18325.330837014408]
[null,null,null,null,null,null,null,null,null,null,null,null,null,null,null,null,null,null,null,null,null,null,null,112,2.6670848589467134E-3,8848.8135289995207,13273.220293499282,11083.26852768438,5.3043600862590313E-3,12479.095996933558,18718.643995400336,16431.503198745992,null,null,null,null,null,null,2.6670853598133471E-3,2225.8031999999998,11074.617559883327,16611.92633982499,13871.119368721171,5.3043607937791788E-3,2225.8031999999998,14704.900029193379,22057.350043790069,18418.100896677981]
[null,null,null,null,null,null,null,null,null,null,null,null,null,null,null,null,null,null,null,null,null,null,null,113,2.6461813017796413E-3,8883.6954583492006,13325.543187523801,11126.958655008142,5.2627866080377055E-3,12528.28846137937,18792.432692069055,16496.276010582216,null,null,null,null,null,null,2.6461817987206804E-3,2250.5397000000003,11134.235992508344,16701.353988762516,13945.792321628665,5.2627873100125891E-3,2250.5397000000003,14778.82899691995,22168.243495379924,18510.698002681558]
[null,null,null,null,null,null,null,null,null,null,null,null,null,null,null,null,null,null,null,null,null,null,null,114,2.6256028640956872E-3,8918.4409580589527,13377.661437088429,11170.47790221001,5.2218597349679664E-3,12577.288525051008,18865.932787576512,16560.795484040638,null,null,null,null,null,null,2.6256033571721875E-3,2275.3327999999997,11193.77459548062,16790.661893220931,14020.365286736458,5.2218604314838339E-3,2275.3327999999997,14852.622163859514,22278.933245789271,18603.125016226706]
[null,null,null,null,null,null,null,null,null,null,null,null,null,null,null,null,null,null,null,null,null,null,null,115,2.6053420194001422E-3,8953.051616520077,13429.577424780116,11213.828258773347,5.1815644981829676E-3,12626.098427987485,18939.147641981228,16625.064568630441,null,null,null,null,null,null,2.6053425086717463E-3,2300.1824999999999,11253.234957191606,16879.852435787408,14094.840253527918,5.1815651893240703E-3,2300.1824999999999,14926.281770051235,22389.422655076851,18695.384742995015]
[null,null,null,null,null,null,null,null,null,null,null,null,null,null,null,null,null,null,null,null,null,null,null,116,2.5853914717364609E-3,8987.5289915394442,13481.293487309165,11257.011675874071,5.1418863873154974E-3,12674.720367095928,19012.080550643892,16689.086157068094,null,null,null,null,null,null,2.5853919572614409E-3,2325.0888,11312.618635448322,16968.927953172482,14169.219173178964,5.1418870731641496E-3,2325.0888,14999.810012402389,22499.715018603583,18787.479934644762]
[null,null,null,null,null,null,null,null,null,null,null,null,null,null,null,null,null,null,null,null,null,null,null,117,2.5657441469265478E-3,9021.8746111576675,13532.8119167365,11300.030067405429,5.1028113330764558E-3,12723.156497305399,19084.7347459581,16752.863086796606,null,null,null,null,null,null,2.5657446287618482E-3,2350.0516999999995,11371.927158291521,17057.890737437279,14243.50395958284,5.1028120137130957E-3,2350.0516999999995,15073.209045842179,22609.813568763268,18879.413290256078]
[null,null,null,null,null,null,null,null,null,null,null,null,null,null,null,null,null,null,null,null,null,null,null,118,2.5463931842074398E-3,9056.0899744393319,13584.134961658998,11342.885310967764,5.0643256906216967E-3,12771.408932681345,19157.113399022019,16816.398141452966,null,null,null,null,null,null,2.5463936624087156E-3,2375.0711999999999,11431.162024785932,17146.743037178898,14317.696490339893,5.0643263661249438E-3,2375.0711999999999,15146.480984436192,22719.721476654289,18971.187457726821]
[null,null,null,null,null,null,null,null,null,null,null,null,null,null,null,null,null,null,null,null,null,null,null,119,2.5273319282436142E-3,9090.1765522364767,13635.264828354715,11385.579248824795,5.026416223665924E-3,12819.479747502281,19229.219621253422,16879.69405228582,null,null,null,null,null,null,2.5273324028652713E-3,2400.1473000000001,11490.324705783732,17235.487058675601,14391.798607713841,5.02641689411263E-3,2400.1473000000001,15219.627902463082,22829.441853694625,19062.805035121135]
[null,null,null,null,null,null,null,null,null,null,null,null,null,null,null,null,null,null,null,null,null,null,null,120,2.5085539214953893E-3,9124.1357879263905,13686.203681889587,11428.113688827712,4.989070089304784E-3,12867.370977300276,19301.056465950413,16942.753499525508,null,null,null,null,null,null,2.5085543925906202E-3,2425.2799999999997,11549.416644662339,17324.124966993506,14465.812119555867,4.9890707547700893E-3,2425.2799999999997,15292.65183545505,22938.977753182575,19154.268571972676]
[null,null,null,null,null,null,null,null,null,null,null,null,null,null,null,null,null,null,null,null,null,null,null,121,2.4900528969250273E-3,9157.9690981247804,13736.953647187171,11470.490405308436,4.9522748235085986E-3,12915.084619866711,19372.626929800066,17005.579113708369,null,null,null,null,null,null,2.4900533645458483E-3,2450.4692999999997,11608.439258037601,17412.658887056401,14539.7388001979,4.9522754840659799E-3,2450.4692999999997,15365.55478120362,23048.332171805429,19245.580570544342]
[null,null,null,null,null,null,null,null,null,null,null,null,null,null,null,null,null,null,null,null,null,null,null,122,2.4718227710232407E-3,9191.6778733753326,13787.516810063,11512.711139943294,4.9160183272533185E-3,12962.622636224736,19443.933954337102,17068.173476957185,null,null,null,null,null,null,2.4718232352205255E-3,2475.7152000000001,11667.393936453334,17501.090904680001,14613.580391316267,4.9160189829746412E-3,2475.7152000000001,15438.338700732071,23157.508051098106,19336.743487046278]
[null,null,null,null,null,null,null,null,null,null,null,null,null,null,null,null,null,null,null,null,null,null,null,123,2.4538576371397952E-3,9225.263478816576,13837.895218224865,11554.777602588287,4.8802888532562747E-3,13009.986951569717,19514.980427354574,17130.539124219515,null,null,null,null,null,null,2.4538580979633082E-3,2501.0177000000003,11726.282045048192,17589.423067572287,14687.338602766966,4.8802895042118341E-3,2501.0177000000003,15511.005519235883,23266.508278853824,19427.759732813793]
[null,null,null,null,null,null,null,null,null,null,null,null,null,null,null,null,null,null,null,null,null,null,null,124,2.4361517591028532E-3,9258.7272548269939,13888.090882240491,11596.69147208709,4.8450749932861734E-3,13057.179456178985,19585.769184268476,17192.678544465543,null,null,null,null,null,null,2.4361522166012812E-3,2526.3768,11785.104924200781,17677.657386301173,14761.015113393669,4.8450756395447452E-3,2526.3768,15583.557126992529,23375.335690488795,19518.631675446879]
[null,null,null,null,null,null,null,null,null,null,null,null,null,null,null,null,null,null,null,null,null,null,null,125,2.4186995651125755E-3,9292.0705176492011,13938.105776473802,11638.454397052859,4.8103656660185602E-3,13104.202006292135,19656.303009438201,17254.594181847231,null,null,null,null,null,null,2.4187000193335597E-3,2551.7925,11843.863890153847,17765.795835230769,14834.611571809537,4.8103663076474405E-3,2551.7925,15655.995380241722,23483.993070362583,19609.361639912739]